{"text_format":"1","workbook":"xlsx","n_sheets":4,"sheets":["Calculation Sheet","TSD","Res EIA Tables","Cap Tables"],"not_rendered":{"charts":4,"images":1,"macros":1,"external_links":1,"defined_names":42,"comments":1,"pivot_tables":0},"unopened":[],"bounds":{"document_bytes":16777216,"sheet_cells":100000,"rows_first":2000,"rows_last":500,"rows_between":2000,"halvings":0,"cell_chars":16384,"cell_head_chars":4096},"cells_cut":0,"cells_raw":0,"read":"whole","date_system":"1900"}

{"sheet":"Calculation Sheet","index":0,"n_rows":88,"n_cols":19,"rows_kept":88,"cut":false,"hidden":false,"merged":[[74,1,74,2],[68,1,68,4],[62,3,62,9],[0,1,0,6],[33,1,33,2],[61,3,61,9],[54,1,54,5],[49,1,49,3],[47,1,47,5],[27,1,27,5]]}
[null,"TPS25961 Design Calculation Tool"]
[]
[null,null,"Constants Cells",null,null,null,null,null,null,null,null,null,null,null,null,null,null,null,"fixed 5.9V"]
[null,null,"Input/SelectCells",null,null,null,null,null,null,null,null,null,null,null,null,null,null,null,"Programmable"]
[null,null,"Calculation Cells"]
[null,null,"Calculated, but can be over-ridden by user"]
[null,null,"Error Cells, Must be Fixed"]
[]
[null,"Parameter","Description","Value "," Units","Tolerance","Recommended Value"]
[null,"VIN (max)","Maximum Operating input voltage (magnitude)",12,"V"]
[null,"OVLO Set point","For fixed OVLO of 5.9V connect OVLO pin to GND. For adjutable overoltage lockout threshold enter desired threshold in cell on right.",19,"V",0.03]
[null,"UVLO Set Point","Desired Undervoltage Threshold (VIN Rising)",10.8,"V",0.03]
[null,"VUVP","Internal Undervoltage Protection Threshold (VIN Rising)",2.54,"V",0.03]
[null,"Cout","Load Capacitance",100,"uF",0.1]
[null,null,"Is there downstream load present other than load cap at startup?","NO"]
[null,"VONTH (CR) (V)","constant resistance load turn on threshold voltage",0,"V"]
[null,"RLOAD (STARTUP) (Ω)","CR load at startup",6,"Ohm"]
[null,"VONTH (CC) (V)","constant current  load turn on threshold voltage",3,"V"]
[null,"ILOAD (STARTUP) (A)","CC load at startup",0,"A"]
[null,"VONTH (CP) (V)","constant power  load turn on threshold voltage",3,"V"]
[null,"PLOAD (STARTUP) (W)","CP load at startup",0,"W"]
[null,"Istartup(A)"," It is sum of max downstream load current and load cap charge current during startup . If it is greater than current limit then device will go into current limit and have current limited startup. It is recommended to have non current limit startup when load other than cap is present.",{"$f":"(Vcc_max/TSD!AE5+TSD!AE7+TSD!AE9/D20+Icharge/1000)","v":0.50001200000000001},"A"]
[null,"Imax","Maximum continuous load current (magnitude)",1,"A"]
[null,"Ilimit","Current Limit, 10.5% higher than maximum continuous load current",{"$f":"IF(1.105*Imax<0.1, 0.1, IF(1.105*Imax>2, 2,1.105*Imax ))","v":1.105},"A"]
[null,"TA, MAX","Maximum Operating Ambient temperature",25,"°C"]
[]
[]
[null,"UVLO, OVLO set point calculations ",null,null,null,null,null,null,null,null,null,"R2+R3"]
[null,"UVLO Set Point","Desired Undervoltage Threshold (VIN Rising)",{"$f":"D12","v":10.8},null,null,null,null,null,null,null,{"$f":"(OVref*D31)/(D29-OVref)","v":58.749999999999993}]
[null,"OVLO Set Point","Desired Over Voltage Lockout Set Point",{"$f":"D11","v":19},null,null,null,null,null,{"$f":"D38","v":9.7890756302521016},"Power Fail (VIN Falling)","R2"]
[null,"R1: Pullup at EN/OVLO Pin"," ",470,"kOhm",0.01,null,null,null,{"$f":"D37","v":10.678991596638655},"Release UVLO (VIN Rising)",{"$f":"IF(D32>=10000,D32/100,IF(D32>=1000,D32/10,IF(D32>=100,D32,IF(D32>=10,D32*10,D32*100))))","v":253.55263157894734}]
[null,"R2_cal","Calculated value of Resistor at EN/OVLO pin",{"$f":"L29-D33","v":25.355263157894733},"kOhm",null,null,null,null,{"$f":"D40","v":17.130882352941178},"Release OVLO (VIN Falling)",{"$f":"INDEX('Res EIA Tables'!E$5:E$197,2+MATCH(L31,'Res EIA Tables'!E$5:E$197))","v":255}]
[null,"R3_cal","Calculated value of Resistor at EN/OVLO pin",{"$f":"(D31+L29)*OVref/D30","v":33.39473684210526},"kOhm",null,null,null,null,{"$f":"D39","v":18.688235294117646},"OV Cutoff (VIN Rising)","R3"]
[null,"SELECT THE VALUE OF RESISTORS AS CLOSEST AVAILABLE VALUE OF R2 & R3",null,null,null,null,null,null,null,null,null,{"$f":"IF(D33>=10000,D33/100,IF(D33>=1000,D33/10,IF(D33>=100,D33,IF(D33>=10,D33*10,D33*100))))","v":333.9473684210526},null,null,null,null,null,null,"R2+R3"]
[null,"R2","Select the closest possible value as R2_cal",{"$f":"G35","v":25.499999999999996},"kOhm",0.01,{"$f":"L32*D32/L31","v":25.499999999999996},null,null,null,null,{"$f":"INDEX('Res EIA Tables'!E$5:E$197,2+MATCH(L34,'Res EIA Tables'!E$5:E$197))","v":340},null,null,null,null,null,null,{"$f":"(OVref*K37)/(K35-OVref)","v":0}]
[null,"R3","Select the closest possible value as R3_cal",{"$f":"G36","v":34},"kOhm",0.01,{"$f":"L35*D33/L34","v":34},null,null,null,null,null,null,null,null,null,{"$f":"K44","v":0},"Power Fail (VIN Falling)","R2"]
[null,"UV_final_rising","Undervoltage Threshold (VIN Rising)",{"$f":"OVref*(D31+D35+D36)/(D35+D36)","v":10.678991596638655},"V",{"$f":"SQRT(F88^2+F31^2+F35^2+F36^2)","v":3.4641016151377546E-2},null,null,null,null,null,{"$f":"IF(D45>=100,D45,IF(D45>=10,D45*10,D45*100))","v":0},null,null,null,null,{"$f":"K43","v":0},"Release UVLO (VIN Rising)",{"$f":"IF(K38>=10000,K38/100,IF(K38>=1000,K38/10,IF(K38>=100,K38,IF(K38>=10,K38*10,K38*100))))","v":0}]
[null,"UV_final_falling","Undervoltage Threshold (VIN Falling)",{"$f":"UVref*(D31+D35+D36)/(D35+D36)","v":9.7890756302521016},"V",{"$f":"SQRT(F87^2+F31^2+F35^2+F36^2)","v":6.5337584895678549E-2},null,null,null,null,null,{"$f":"IF(L37>1000,INDEX('Res EIA Tables'!E$5:E$197,MATCH(L37/10,'Res EIA Tables'!E$5:E$197))*10,INDEX('Res EIA Tables'!E$5:E$197,MATCH(L37,'Res EIA Tables'!E$5:E$197)))","v":{"$error":"#N/A"}},null,null,null,null,{"$f":"K46","v":0},"Release OVLO (VIN Falling)",{"$f":"INDEX('Res EIA Tables'!L$5:L$197,2+MATCH(S37,'Res EIA Tables'!L$5:L$197))","v":{"$error":"#N/A"}}]
[null,"OV_final_rising","Overvoltage Threshold (VIN Rising)",{"$f":"OVref*(D31+D35+D36)/(D36)","v":18.688235294117646},"V",{"$f":"SQRT(F88^2+F31^2+F35^2+F36^2)","v":3.4641016151377546E-2},null,null,null,null,null,null,null,null,null,null,{"$f":"K45","v":0},"OV Cutoff (VIN Rising)","R3"]
[null,"OV_final_falling","Overvoltage Threshold (VIN Falling)",{"$f":"UVref*(D31+D35+D36)/(D36)","v":17.130882352941178},"V",{"$f":"SQRT(F87^2+F31^2+F35^2+F36^2)","v":6.5337584895678549E-2},null,null,null,null,null,{"$f":"IF(#REF!>=10000,#REF!/100,IF(#REF!>=1000,#REF!/10,IF(#REF!>=100,#REF!,IF(#REF!>=10,#REF!*10,#REF!*100))))","v":{"$error":"#REF!"}},null,null,null,null,null,null,{"$f":"IF(K39>=10000,K39/100,IF(K39>=1000,K39/10,IF(K39>=100,K39,IF(K39>=10,K39*10,K39*100))))","v":0}]
[null,"I_R123","Current in R1, R2 and R3 Branch",{"$f":"Vcc_max*1000/(D31+D35+D36)","v":22.662889518413596},"uA",null,null,null,null,null,null,{"$f":"INDEX('Res EIA Tables'!E$5:E$197,2+MATCH(L40,'Res EIA Tables'!E$5:E$197))","v":{"$error":"#REF!"}},null,null,null,null,null,null,{"$f":"INDEX('Res EIA Tables'!L$5:L$197,2+MATCH(S40,'Res EIA Tables'!L$5:L$197))","v":{"$error":"#N/A"}}]
[null,null,null,null,null,null,null,null,null,null,null,{"$f":"IF(#REF!>=10000,#REF!/100,IF(#REF!>=1000,#REF!/10,IF(#REF!>=100,#REF!,IF(#REF!>=10,#REF!*10,#REF!*100))))","v":{"$error":"#REF!"}}]
[null,null,null,null,null,null,null,null,null,null,null,{"$f":"INDEX('Res EIA Tables'!E$5:E$197,MATCH(L42,'Res EIA Tables'!E$5:E$197))","v":{"$error":"#REF!"}},null,null,null,null,null,null,{"$f":"IF(#REF!>=100,#REF!,IF(#REF!>=10,#REF!*10,#REF!*100))","v":{"$error":"#REF!"}}]
[null,null,null,null,null,null,null,null,null,null,null,{"$f":"IF(D49>=10000,D49/100,IF(D49>=1000,D49/10,IF(D49>=100,D49,IF(D49>=10,D49*10,D49*100))))","v":452.48868778280547},null,null,null,null,null,null,{"$f":"IF(S43>1000,INDEX('Res EIA Tables'!L$5:L$197,MATCH(S43/10,'Res EIA Tables'!L$5:L$197))*10,INDEX('Res EIA Tables'!L$5:L$197,MATCH(S43,'Res EIA Tables'!L$5:L$197)))","v":{"$error":"#REF!"}}]
[null,null,null,null,null,null,null,null,null,null,null,{"$f":"INDEX('Res EIA Tables'!E$5:E$197,2+MATCH(L44,'Res EIA Tables'!E$5:E$197))","v":453}]
[null,null,null,null,null,null,null,null,null,null,null,{"$f":"INDEX('Res EIA Tables'!E$5:E$197,MATCH(L44,'Res EIA Tables'!E$5:E$197))","v":442},null,null,null,null,null,null,{"$f":"IF(#REF!>=10000,#REF!/100,IF(#REF!>=1000,#REF!/10,IF(#REF!>=100,#REF!,IF(#REF!>=10,#REF!*10,#REF!*100))))","v":{"$error":"#REF!"}}]
[null,null,null,null,null,null,null,null,null,null,null,null,null,null,null,null,null,null,{"$f":"INDEX('Res EIA Tables'!L$5:L$197,2+MATCH(S46,'Res EIA Tables'!L$5:L$197))","v":{"$error":"#REF!"}}]
[null,"Calculations for Ilimit (resistor on ILM Pin)",null,null,null,null,null,null,null,null,{"$f":"Icharge*(10^-3)","v":0.5},"Inrush Charging \nCurrent"]
[null,"RILM_Cal","Calculated current limit resistor",{"$f":"IF(AND(Ilimit<0.2,Ilimit>0.1),1/((Ilimit/(50000))-0.000002)/1000,IF(Ilimit>=0.2,(1*50000/Ilimit/1000),\"OPEN\"))","v":45.248868778280546},"KOhm",null,null,null,null,null,{"$f":"Ilimit_final","v":1.1312217194570138},"Overload Curr\nLimit"]
[null,"SELECT A ILIMIT RESISTOR WITH THE CLOSEST AVAILABLE VALUE OF Rilm_Cal"]
[null,"RILM","Select the closest available value of RILM_cal. Please ensure that final RILM after considering tolerance of RILM does not lie in between 58.8K - 66.7K, 111K - 142K and 250K-500K. End values are fine to use.",{"$f":"IF(D49=\"OPEN\",\"OPEN\",IF(D49<=250,G52,G51))","v":44.199999999999996},"KOhm",0.01,{"$f":"L45/L44*D49","v":45.3}]
[null,null,"Is the selected resistor value as per datasheet recommendation (after considering RILM tolerance it is not inside undefined range)?",{"$f":"IF(D51=\"OPEN\",\"YES\",IF(OR(OR((AND((1+F51)*D51>58.8,(1+F51)*D51<66.7)),(AND((1-F51)*D51>58.8,(1-F51)*D51<66.7))),OR((AND((1+F51)*D51>111,(1+F51)*D51<142)),(AND((1-F51)*D51>111,(1-F51)*D51<142))),OR((AND((1+F51)*D51>250,(1+F51)*D51<500)),(AND((1-F51)*D51>250,(1-F51)*D51<500)))),\"NO\",\"YES\"))","v":"YES"},null,null,{"$f":"L46/L44*D49","v":44.199999999999996}]
[null,"Ilimit_final","Final current Limit Set Point",{"$f":"IF(RILM=\"OPEN\",0.1,IF(RILM<=250,(1/RILM)*50,IF(RILM>=500,((1/RILM/1000)+0.000002)*50000,\"Invalid RILM selection\")))","v":1.1312217194570138},"A",{"$f":"SQRT(0.25^2+F51^2)","v":0.2501999200639361}]
[]
[null,"Calculations for SoftStart control (external cap on dVdt pin)"]
[null,"Parameter","Description","Value "," Units","Tolerance"]
[null,"SR","Fixed slew rate",{"$f":"(3.93+0.17*Vcc_max-0.0055*Vcc_max*Vcc_max)","v":5.1780000000000008},"V/ms"]
[null,"Icharge","Charging Current through load cap as per slew rate",{"$f":"Cout*5","v":500},"mA",null,{"$f":"IF(#REF!>1,INDEX('Cap Tables'!B4:B75,1+MATCH(#REF!,'Cap Tables'!B4:B75)),(INDEX('Cap Tables'!A4:A75,1+MATCH(#REF!*10,'Cap Tables'!A4:A75))/10))","v":{"$error":"#REF!"}}]
[null,"Does Device Enter Current Limit during start-up?",null,{"$f":"IF(D22 >= Ilimit_final,\"YES\",\"NO\")","v":"NO"},null,null,{"$f":"Cout*0.001*Vcc_max/Ilimit_final","v":1.0608}]
[null,"Tchg_dvdt","charge time set",{"$f":"IF(D59=\"YES\", G59, Vcc_max/D57)","v":2.3174971031286207},"ms"]
[]
[null,null,"                                                                                                                                                 Will the System have glitch-free startup?\n",{"$f":"TSD!C7","v":"YES"}]
[null,null,null,{"$f":"IF(TSD!E6>=146.1,CONCATENATE(\"Device is experiencing high power dissipation during startup.\",\" Here are a few options to try out to achieve successful startup: 1. Decrease startup load current by adjusting load cap or other downstream load like CR,CC or CP load  2. Decrease ambient temperature\"),\" \")","v":" "}]
[]
[]
[]
[]
[]
[null,"Steady state Voltage drop & Power dissipation"]
[null,"Parameter","Description","Value "," Units","Tolerance"]
[null,"Vdrop","Maximum voltage drop across device @ 25 degC",{"$f":"Imax*Rdson_25deg","v":100},"mV"]
[null,"Pdiss_Imax","Steady state power dissipation with Max current @ 25degC ",{"$f":"Imax^2*Rdson_25deg","v":100},"mW"]
[]
[]
[null,"Parameters internal to Device"]
[null,"Internal FET Parameters"]
[null,"Parameter","Description","Value "," Units","Tolerance"]
[null,"VIN(Max)","Maximum input voltage",19,"V"]
[null,"ID(max)","FET drain-source current rating (maximum)",2,"A"]
[null,"Rds(on)(typ)","FET Rds(on) for –40°C ≤ TJ ≤ 125°C ",100,"mOhm"]
[]
[null,"Thermal Parameters"]
[null,"Tj(max)","Device maximum junction temperature",150,"C"]
[null,"RJA","Junction to ambient thermal resistance",76.8,"C/W"]
[]
[null,"Internal References"]
[null,"UVref","Internal Undervoltage reference (Falling)",1.1000000000000001,"V",6.3E-2]
[null,"OVref","Internal Overvoltage reference (Rising)",1.2,"V",0.03]

{"sheet":"TSD","index":1,"n_rows":2027,"n_cols":49,"rows_kept":2027,"cut":false,"hidden":true,"merged":[[11,1,11,3],[11,5,11,7],[47,33,47,35],[5,34,5,36],[6,34,6,36],[5,38,5,40],[6,38,6,40],[5,42,5,44],[6,42,6,44],[5,46,5,48],[6,46,6,48]]}
[]
[null,"VIN (V)",{"$f":"Vcc_max","v":12}]
[]
[null,null,null,null,"VDS",5.4690000000000003,null,null,null,null,null,null,null,null,null,null,null,null,null,null,null,null,null,null,null,null,null,null,null,"CLOAD (µF)",{"$f":"Cout","v":100},null,{"$f":"'Calculation Sheet'!D15","v":"NO"}]
[null,null,null,null,"MAX FET temp","MAX TREL",null,null,null,null,null,null,null,null,null,null,null,null,null,null,null,null,null,null,null,null,null,null,null,"RLOAD (STARTUP) (Ω)",{"$f":"IF(AG4=\"NO\",1000000,Rlstart)","v":1000000},null,null,null,null,"0.1-0.2",null,null,null,"0.2-0.4",null,null,null,"0.4-0.8",null,null,null,"0.8-2"]
[null,"MAX AMBIENT TEMPERATURE (⁰C)",{"$f":"'Calculation Sheet'!D25","v":25},null,{"$f":"MAX(Q27:Q2027)","v":51.0480556883861},{"$f":"MAX(AG27:AG2027)","v":24.630658419316003},null,null,null,null,null,null,null,null,null,null,null,null,null,null,null,null,null,null,null,null,null,null,null,"VONTH (CR) (V)",{"$f":"'Calculation Sheet'!D16","v":0},null,{"$f":"'Calculation Sheet'!D59","v":"NO"},null,"Max Die Temp",null,null,null,"Max Die Temp",null,null,null,"Max Die Temp",null,null,null,"Max Die Temp"]
[null,"successful startup",{"$f":"IF(E6<146.01,\"YES\",IF(E6<160,\"MARGINAL\",IF(E6>=160,\"NO\",\"Error\")))","v":"YES"},null,null,null,null,null,null,null,null,null,null,null,null,null,null,null,null,null,null,null,null,null,null,null,null,null,null,"ILOAD (STARTUP) (A)",{"$f":"IF(AG4=\"NO\",0,'Calculation Sheet'!D19)","v":0},null,null,null,"Self heating",null,null,null,"Self heating",null,null,null,"Self heating",null,null,null,"Self heating"]
[null,null,null,null,null,null,null,null,null,null,null,null,null,null,null,null,null,null,null,null,null,null,null,null,null,null,null,null,null,"VONTH (CC) (V)",{"$f":"'Calculation Sheet'!D18","v":3},null,null,null,"τ (s)","R (Ω)","C (F)",null,"τ (s)","R (Ω)","C (F)",null,"τ (s)","R (Ω)","C (F)",null,"τ (s)","R (Ω)","C (F)"]
[null,null,null,null,null,null,null,null,null,null,null,null,null,null,null,null,null,null,null,null,null,null,null,null,null,null,null,null,null,"PLOAD (STARTUP) (W)",{"$f":"IF(AG4=\"NO\",0,'Calculation Sheet'!D21)","v":0},null,{"$f":"Ilimit_final","v":1.1312217194570138},null,3.0323529077622856E-5,3.5734296824744627,{"$f":"AI9/AJ9","v":8.485833435128624E-6},null,2.0371133507947712,6.2952621257036077,{"$f":"AM9/AN9","v":0.32359468281347975},null,2.0185465876492086,7.8061660746019106,{"$f":"AQ9/AR9","v":0.25858360792716645},null,9.2276383263130836E-6,1.3886527165423324,{"$f":"AU9/AV9","v":6.6450295429438883E-6}]
[null,null,null,null,null,null,null,null,null,null,null,null,null,null,null,null,null,null,null,null,null,null,null,null,null,null,null,null,null,"VONTH (CP) (V)",{"$f":"'Calculation Sheet'!D20","v":3},null,null,null,3.1634035176783329E-3,8.9311470296030908,3.5419901913975296E-4,null,2.734810430110332E-6,1.8696004984116021,1.4627779744570058E-6,null,3.9682848409328204E-7,0.1812496072005266,2.1894032777364779E-6,null,8.4520309551933766E-4,3.0688772204686359,2.7541117965946844E-4]
[null,null,null,null,null,null,null,null,null,null,null,null,null,null,null,null,null,null,null,null,null,null,null,null,null,null,null,null,null,"TSTARTUP (ms)",{"$f":"Tchg_dvdt","v":2.3174971031286207},null,null,null,2.1228845378065467E-2,8.5491278121848744,2.48315919991376E-3,null,5.605546099562317E-5,2.7055350883302816,2.0718807616802245E-5,null,8.287048504887324E-6,2.1612190810143228,3.8344324171883457E-6,null,1.3682941764589477E-2,5.2016060896989629,2.6305224826014004E-3]
[null,"CTS sensor temp",null,null,null,"TS sensor temp",null,null,null,null,null,null,null,null,null,null,null,null,null,null,null,null,null,null,null,null,null,null,null,"SLEW RATE (mV/µs)",{"$f":"Vcc_max/Tchg_dvdt","v":5.1780000000000008},null,null,null,7.7171609954698228,9.2484188191715475,0.83443031142496515,null,3.9413849876059585E-4,3.1068111574233197,1.268627151086584E-4,null,1.15929920047439E-4,2.7635531152632549,4.1949589970661938E-5,null,12.723525119712102,7.3299690692359052,1.7358224843148533]
[null,"τ (s)","R (Ω)","C (F)",null,"τ (s)","R (Ω)","C (F)",null,null,null,null,null,null,null,null,null,null,null,null,null,null,null,null,null,null,null,null,null,"IINRUSH (A)",{"$f":"IF('Calculation Sheet'!D59=\"YES\",Ilimit_final,Icharge/1000)","v":0.5},null,null,null,3.5777867193239694E-7,0.53686981718645899,6.6641606676155846E-7,null,2.8622062368748539E-3,7.0166657327527675,4.0791543247022506E-4,null,1.3933182815964625E-3,4.7294305555746945,2.9460592881612869E-4,null,0.63170018604476186,9.698065544798613,6.513672063018415E-2]
[null,4.5535542097152925E-3,0.48173447730601526,{"$f":"B14/C14","v":9.4524150216109808E-3},null,{"$f":"G14*H14","v":9.2276383263130836E-6},{"$f":"IF(AND(Ilimit_final>=0.1,Ilimit_final<0.2),AJ9,IF(AND(Ilimit_final>=0.2,Ilimit_final<0.4),AN9,IF(AND(Ilimit_final>=0.4,Ilimit_final<0.8),AR9,IF(AND(Ilimit_final>=0.8,Ilimit_final<=2),AV9,AV9))))","v":1.3886527165423324},{"$f":"IF(AND(Ilimit_final>=0.1,Ilimit_final<0.2),AK9,IF(AND(Ilimit_final>=0.2,Ilimit_final<0.4),AO9,IF(AND(Ilimit_final>=0.4,Ilimit_final<0.8),AS9,IF(AND(Ilimit_final>=0.8,Ilimit_final<=2),AW9,AW9))))","v":6.6450295429438883E-6},null,null,null,null,null,null,null,null,null,null,null,null,null,null,null,null,null,null,null,null,null,null,null,null,null,null,2.8486154282596166E-6,1.6705511346649256,1.7051949917300699E-6,null,1.164198586476378E-2,6.4580910592438689,1.8026976947158216E-3,null,6.5151518196438409E-3,8.2749782237431866,7.873315969521321E-4,null,3.8303566208072702E-3,7.0137418308494679,5.461217012522055E-4]
[null,4.55358938225673E-3,0.2582470641621562,1.7632685959200221E-2,null,{"$f":"G15*H15","v":8.4520309551933755E-4},3.0688772204686359,2.7541117965946844E-4,null,null,null,null,null,null,null,null,null,null,null,null,null,null,null,null,null,null,null,null,null,null,null,null,null,null,2.6013434677987069E-4,3.9229893245227827,6.6310235705654153E-5,null,5.5916358532977717E-2,9.6205861285784557,5.8121571581668235E-3,null,4.1419649063091167E-2,9.4404723598591129,4.3874551488766083E-3,null,1.0457434341677008E-4,2.0418933804421737,5.1214399546231164E-5]
[null,4.4939813072387286E-3,7.6911556510633463E-3,0.58430507860251268,null,1.3682941764589479E-2,5.2016060896989629,2.6305224826014004E-3,null,null,null,null,null,null,null,null,null,null,null,null,null,null,null,null,null,null,null,null,null,null,null,null,null,null,0.10158084014173649,10.801197722579561,9.4045903751382096E-3,null,0.2283147799343011,16.744960439291592,1.3634835433744394E-2,null,0.18928069148944499,15.800821929110974,1.1979167434367433E-2,null,5.3112129394137023E-2,8.6691870580692143,6.1265409361193389E-3]
[null,0.03,2.9371473938676189,1.0213992005520761E-2,null,12.723525119712102,7.3299690692359052,1.7358224843148533,null,null,null,null,null,null,null,null,null,null,null,null,null,null,null,null,null,null,null,null,null,null,null,null,null,null,0.31106223747785128,15.841991938733971,1.9635298305972382E-2,null,0.70809619475914842,7.7811079558791443,9.1001975396593063E-2,null,0.55527073717443587,9.6932882956492286,5.7284042343367175E-2,null,0.205865800955599,15.678925994852586,1.3130095838400222E-2]
[null,0.03,2.4654744567656008,1.2168043322321135E-2,null,0.63170018604476186,9.698065544798613,6.513672063018415E-2,null,null,null,null,null,null,null,null,null,null,null,null,null,null,null,null,null,null,null,null,null,null,null,null,null,null,1.4100583985386572,10.087161861540395,0.13978742662143911,null,5.9949077282659697,6.1035866114904138,0.9821942588608723,null,7.1524703007205259,6.2675054467879336,1.1411988966656794,null,2.6632565938620676,8.8354235608893941,0.3014294193717158]
[null,0.03,1.8148221060623151,1.6530545831344362E-2,null,3.8303566208072698E-3,7.0137418308494679,5.461217012522055E-4,null,null,null,null,null,null,null,null,null,null,null,null,null,null,null,null,null,null,null,null,null,null,null,null,null,null,47.598678325145713,5.8928453989834253,8.0773675707421351,null,20.942699784711223,5.5461100689165956,3.7761060499115326,null,23.852636674000458,4.8547803045454829,4.913226794561119,null,79.635884113873303,11.557802787731553,6.8902269381517467]
[null,0.03,1.3933333277071169,2.1531100565410501E-2,null,1.0457434341677008E-4,2.0418933804421737,5.1214399546231164E-5,null,null,null,null,null,null,null,null,null,null,null,null,null,null,null,null,null,null,null,null,null,null,null,null,null,null,112.2048721893363,19.574180159470799,5.7322897447148984,null,105.22526668671134,22.301571144141505,4.7182893979356884,null,105.8098007550645,21.983878445469362,4.8130634008700479,null,124.66462489214895,11.83346444946184,10.534921993856027]
[null,null,null,null,null,5.3112129394137023E-2,8.6691870580692143,6.1265409361193389E-3]
[null,null,null,null,null,0.205865800955599,15.678925994852586,1.3130095838400222E-2]
[null,null,null,null,null,2.6632565938620676,8.8354235608893941,0.3014294193717158]
[null,null,null,null,null,79.635884113873303,11.557802787731553,6.8902269381517467]
[null,null,null,null,null,124.66462489214894,11.83346444946184,10.534921993856027]
["SERIAL NO.","TIME (ms)","VOUT (V)","P_INRUSH (W)","HFET τ1","HFET τ2","HFET τ3","HFET τ4","HFET τ5","HFET τ6","HFET τ7","HFET τ8","HFET τ9","HFET τ10","HFET τ11","HFET τ12","HFET TEMPERATURE (⁰C)","CONTROLLER τ1","CONTROLLER τ2","CONTROLLER τ3","CONTROLLER τ4","CONTROLLER τ5","CONTROLLER τ6","CONTROLLER τ7",null,null,"CONTROLLER TEMPERATURE (⁰C)",null,null,"ICR","ICC","ICP","FET-cont temp"]
[0,{"$f":"($AE$11/2000)*(A27)","v":0},{"$f":"$AE$13*B27*10^-3/($AE$4*10^-6)","v":0},{"$f":"IF('Calculation Sheet'!$D$59=\"YES\",(Vcc_max-C27)*ILIM_FINAL_TOL,(Vcc_max-C27)*($AE$13+IF(C27>=$AE$8,$AE$7,0)+(IF(C27>=$AE$6,C27,0)/$AE$5)+IF(C27>$AE$10,($AE$9/C27),0)))","v":6},0,0,0,0,0,0,0,0,0,0,0,0,{"$f":"$C$6","v":25},0,0,0,0,0,0,0,null,null,{"$f":"$C$6","v":25},null,null,{"$f":"IF(C27>=$AE$6,C27,0)/$AE$5","v":0},{"$f":"IF(C27>=$AE$8,$AE$7,0)","v":0},{"$f":"IF(C27>$AE$10,($AE$9/C27),0)","v":0},{"$f":"(Q27-AA27)*IF((Vcc_max-C27)>$F$4,1,0)","v":0}]
[1,1.1587485515643103E-3,5.7937427578215522E-3,{"$f":"IF('Calculation Sheet'!$D$59=\"YES\",(Vcc_max-C28)*ILIM_FINAL_TOL,(Vcc_max-C28)*($AE$13+IF(C28>=$AE$8,$AE$7,0)+(IF(C28>=$AE$6,C28,0)/$AE$5)+IF(C28>$AE$10,($AE$9/C28),0)))","v":5.9971031981124341},{"$f":"(D27+((((EXP(-(B28-B27)*10^-3/$F$14)))*(E27-D27))))","v":0.70805536651231549},{"$f":"(D27+((((EXP(-(B28-B27)*10^-3/$F$15)))*(F27-D27))))","v":8.2201871869580501E-3},{"$f":"(D27+((((EXP(-(B28-B27)*10^-3/$F$16)))*(G27-D27))))","v":5.0809226913628436E-4},{"$f":"(D27+((((EXP(-(B28-B27)*10^-3/$F$17)))*(H27-D27))))","v":5.4642804769855502E-7},{"$f":"(D27+((((EXP(-(B28-B27)*10^-3/$F$18)))*(I27-D27))))","v":1.1005988421075585E-5},{"$f":"(D27+((((EXP(-(B28-B27)*10^-3/$F$19)))*(JX27-D27))))","v":1.8148283514252128E-3},{"$f":"(D27+((((EXP(-(B28-B27)*10^-3/$F$20)))*(K27-D27))))","v":6.6116735756948763E-2},{"$f":"(D27+((((EXP(-(B28-B27)*10^-3/$F$21)))*(L27-D27))))","v":1.3090071040089413E-4},{"$f":"(D27+((((EXP(-(B28-B27)*10^-3/$F$22)))*(M27-D27))))","v":3.3771863566123272E-5},{"$f":"(D27+((((EXP(-(B28-B27)*10^-3/$F$23)))*(N27-D27))))","v":2.6105219497196686E-6},{"$f":"(D27+((((EXP(-(B28-B27)*10^-3/$F$24)))*(O27-D27))))","v":8.7303498652602229E-8},{"$f":"(D27+((((EXP(-(B28-B27)*10^-3/$F$25)))*(P27-D27))))","v":5.5769560525220641E-8},{"$f":"$C$6+(E28*$G$14)+(F28*$G$15)+(G28*$G$16)+(H28*$G$17)+(I28*$G$18)+(J28*$G$19)+(K28*$G$20)+(L28*$G$21)+(M28*$G$22)","v":26.160619763211621},{"$f":"(D27+((((EXP(-(B28-B27)*10^-3/$B$14)))*(R27-D27))))","v":1.526633144076861E-3},{"$f":"(D27+((((EXP(-(B28-B27)*10^-3/$B$15)))*(S27-D27))))","v":1.5266213536548889E-3},{"$f":"(D27+((((EXP(-(B28-B27)*10^-3/$B$16)))*(T27-D27))))","v":1.5468678172414485E-3},{"$f":"(D27+((((EXP(-(B28-B27)*10^-3/$B$17)))*(U27-D27))))","v":2.3174523470981256E-4},{"$f":"(D27+((((EXP(-(B28-B27)*10^-3/$B$18)))*(V27-D27))))","v":2.3174523470981256E-4},{"$f":"(D27+((((EXP(-(B28-B27)*10^-3/$B$19)))*(W27-D27))))","v":2.3174523470981256E-4},{"$f":"(D27+((((EXP(-(B28-B27)*10^-3/$B$20)))*(X27-D27))))","v":2.3174523470981256E-4},null,null,{"$f":"$C$6+(R28*$C$14)+(S28*$C$15)+(T28*$C$16)+(U28*$C$17)+(V28*$C$18)+(W28*$C$19)+(X28*$C$20)","v":25.003137081106328},null,null,5.7937427578215522E-9,0,0,1.157482682105293]
[2,2.3174971031286206E-3,1.1587485515643104E-2,{"$f":"IF('Calculation Sheet'!$D$59=\"YES\",(Vcc_max-C29)*ILIM_FINAL_TOL,(Vcc_max-C29)*($AE$13+IF(C29>=$AE$8,$AE$7,0)+(IF(C29>=$AE$6,C29,0)/$AE$5)+IF(C29>$AE$10,($AE$9/C29),0)))","v":5.9942063961577352},1.3322118166631141,1.6425143752058169E-2,1.0158962048736342E-3,1.092592230023115E-6,2.2006642958594114E-5,1.8139521517266388E-3,0.13147297987521522,2.6173536606499681E-4,6.7527231975894608E-5,{"$f":"(D28+((((EXP(-(B29-B28)*10^-3/$F$23)))*(N28-D28))))","v":5.219782402754447E-6},{"$f":"(D28+((((EXP(-(B29-B28)*10^-3/$F$24)))*(O28-D28))))","v":1.7456484524558391E-7},{"$f":"(D28+((((EXP(-(B29-B28)*10^-3/$F$25)))*(P28-D28))))","v":1.1151219503346965E-7},{"$f":"$C$6+(E29*$G$14)+(F29*$G$15)+(G29*$G$16)+(H29*$G$17)+(I29*$G$18)+(J29*$G$19)+(K29*$G$20)+(L29*$G$21)+(M29*$G$22)","v":27.19039621686235},3.0521407943986389E-3,3.0521172252475637E-3,3.0925900062062084E-3,4.633696317712932E-4,4.633696317712932E-4,{"$f":"(D28+((((EXP(-(B29-B28)*10^-3/$B$19)))*(W28-D28))))","v":4.633696317712932E-4},{"$f":"(D28+((((EXP(-(B29-B28)*10^-3/$B$20)))*(X28-D28))))","v":4.633696317712932E-4},null,null,{"$f":"$C$6+(R29*$C$14)+(S29*$C$15)+(T29*$C$16)+(U29*$C$17)+(V29*$C$18)+(W29*$C$19)+(X29*$C$20)","v":25.006272280053796},null,null,1.1587485515643104E-8,0,0,2.1841239368085539]
[3,3.4762456546929311E-3,1.7381228273464656E-2,{"$f":"IF('Calculation Sheet'!$D$59=\"YES\",(Vcc_max-C30)*ILIM_FINAL_TOL,(Vcc_max-C30)*($AE$13+IF(C30>=$AE$8,$AE$7,0)+(IF(C30>=$AE$6,C30,0)/$AE$5)+IF(C30>$AE$10,($AE$9/C30),0)))","v":5.9913095941358998},1.8823701967735298,2.4614890561634795E-2,1.523411831621857E-3,1.63849254697368E-6,3.3001963622325547E-5,1.8130759520067485E-3,0.1960771125581795,3.9250396843204527E-4,1.0126610532257274E-4,7.8277813599925139E-6,2.6178404066712346E-7,1.6722790352474703E-7,28.115830256713682,4.576523237317609E-3,4.5764879011249704E-3,4.6371668622331441E-3,6.9487319585004315E-4,6.9487319585004315E-4,6.9487319585004315E-4,6.9487319585004315E-4,null,null,25.009405597096734,null,null,1.7381228273464655E-8,0,0,3.1064246596169482]
[4,4.6349942062572412E-3,2.3174971031286209E-2,{"$f":"IF('Calculation Sheet'!$D$59=\"YES\",(Vcc_max-C31)*ILIM_FINAL_TOL,(Vcc_max-C31)*($AE$13+IF(C31>=$AE$8,$AE$7,0)+(IF(C31>=$AE$6,C31,0)/$AE$5)+IF(C31>$AE$10,($AE$9/C31),0)))","v":5.9884127920469297},2.3672629619362473,3.2789448453436343E-2,2.0306391737907603E-3,2.1841289985502499E-6,4.3991950422039849E-5,1.8121997522673183E-3,0.25993742166394007,5.2320651894177672E-4,1.3498848369764005E-4,1.0434518821433869E-5,3.4896108491722089E-7,2.2291668599905279E-7,28.949065217264209,6.0997807591132158E-3,6.0997336675603364E-3,6.180598680585625E-3,9.2625593160988728E-4,9.2625593160988728E-4,9.2625593160988728E-4,9.2625593160988728E-4,null,null,25.012537032489409,null,null,2.3174971031286209E-8,0,0,3.9365281847748008]
[5,5.7937427578215513E-3,2.8968713789107762E-2,{"$f":"IF('Calculation Sheet'!$D$59=\"YES\",(Vcc_max-C32)*ILIM_FINAL_TOL,(Vcc_max-C32)*($AE$13+IF(C32>=$AE$8,$AE$7,0)+(IF(C32>=$AE$6,C32,0)/$AE$5)+IF(C32>$AE$10,($AE$9/C32),0)))","v":5.9855159898908248},2.7945920569620855,4.0948838236661622E-2,2.5375782557865989E-3,2.7295015856410032E-6,5.4976603367506982E-5,1.81132355250746E-3,0.32306210372290689,6.5384301903304021E-4,1.6869436719435527E-4,1.3039994787966691E-5,4.3609597799587618E-7,2.7857854156820849E-7,29.700813225541189,7.6219136459920733E-3,7.6218548107558348E-3,7.7228857564488607E-3,1.1575178437155387E-3,1.1575178437155387E-3,1.1575178437155387E-3,1.1575178437155387E-3,null,null,25.015666586486056,null,null,2.8968713789107763E-8,0,0,4.6851466390551337]
[6,6.9524913093858623E-3,3.4762456546929311E-2,{"$f":"IF('Calculation Sheet'!$D$59=\"YES\",(Vcc_max-C33)*ILIM_FINAL_TOL,(Vcc_max-C33)*($AE$13+IF(C33>=$AE$8,$AE$7,0)+(IF(C33>=$AE$6,C33,0)/$AE$5)+IF(C33>$AE$10,($AE$9/C33),0)))","v":5.982619187667586},3.1711505261025486,4.9093080692001578E-2,3.0442291020138512E-3,3.2746103073577615E-6,6.5955922468496908E-5,1.8104473527271736E-3,0.3854592649441857,7.8441347014646112E-4,2.0238375590420077E-4,1.564420925959098E-5,5.2318871901491093E-7,3.3421347112039257E-7,30.380524076827129,9.1429221840879649E-3,9.1428516168399199E-3,9.2640283849343419E-3,1.3886589368308222E-3,1.3886589368308222E-3,1.3886589368308222E-3,1.3886589368308222E-3,null,null,25.018794259340829,null,null,3.476245654692931E-8,0,0,5.3617298174862995]
[7,8.1112398609501715E-3,4.0556199304750865E-2,{"$f":"IF('Calculation Sheet'!$D$59=\"YES\",(Vcc_max-C34)*ILIM_FINAL_TOL,(Vcc_max-C34)*($AE$13+IF(C34>=$AE$8,$AE$7,0)+(IF(C34>=$AE$6,C34,0)/$AE$5)+IF(C34>$AE$10,($AE$9/C34),0)))","v":5.9797223853772108},3.5029297717029353,5.7222196571674822E-2,3.5505917368752193E-3,3.8194551637005247E-6,7.6929907733891412E-5,1.8095711529264591E-3,0.4471369222108672,9.1491787372088851E-4,2.3605664992043529E-4,1.8247162237194914E-5,6.1023930886250355E-7,3.8982147465560502E-7,30.996534181712207,1.0662806659461843E-2,1.0662724371868215E-2,1.08040268610754E-2,1.6196792156195627E-3,1.6196792156195627E-3,1.6196792156195627E-3,1.6196792156195627E-3,null,null,25.021920051307834,null,null,4.0556199304750864E-8,0,0,5.9746141304043725]
[8,9.2699884125144825E-3,4.6349942062572418E-2,{"$f":"IF('Calculation Sheet'!$D$59=\"YES\",(Vcc_max-C35)*ILIM_FINAL_TOL,(Vcc_max-C35)*($AE$13+IF(C35>=$AE$8,$AE$7,0)+(IF(C35>=$AE$6,C35,0)/$AE$5)+IF(C35>$AE$10,($AE$9/C35),0)))","v":5.9768255830197017},3.7952141553446248,6.5336206599470259E-2,4.0566661847725172E-3,4.364036154669293E-6,8.7898559174348634E-5,1.8086949531062047E-3,0.50810300406435172,1.0453562311951714E-3,2.6971304933542939E-4,2.0848853721666671E-5,6.9724774753865404E-7,4.4540255217384583E-7,31.556197936237513,1.218156735810183E-2,1.2181473361823514E-2,1.234288147982987E-2,1.8505786847455852E-3,1.8505786847455852E-3,1.8505786847455852E-3,1.8505786847455852E-3,null,null,25.025043962641135,null,null,4.6349942062572418E-8,0,0,6.5311539735963784]
[9,1.0428736964078793E-2,5.2143684820393971E-2,{"$f":"IF('Calculation Sheet'!$D$59=\"YES\",(Vcc_max-C36)*ILIM_FINAL_TOL,(Vcc_max-C36)*($AE$13+IF(C36>=$AE$8,$AE$7,0)+(IF(C36>=$AE$6,C36,0)/$AE$5)+IF(C36>$AE$10,($AE$9/C36),0)))","v":5.9739287805950569},4.0526644351796133,7.3435131470784398E-2,4.5624524701031177E-3,4.9083532802640661E-6,9.8861876798750359E-5,1.8078187532646339E-3,0.56836535167782731,1.1757285440099352E-3,3.0335295424155362E-4,2.3449283713006253E-5,7.8421403415518398E-7,5.0095670367511502E-7,32.066003589364151,1.3699204565923218E-2,1.3699098872616666E-2,1.3880592536080094E-2,2.0813573488727144E-3,2.0813573488727144E-3,2.0813573488727144E-3,2.0813573488727144E-3,null,null,25.028165993594715,null,null,5.2143684820393972E-8,0,0,7.0378375957694352]
[10,1.1587485515643103E-2,5.7937427578215524E-2,{"$f":"IF('Calculation Sheet'!$D$59=\"YES\",(Vcc_max-C37)*ILIM_FINAL_TOL,(Vcc_max-C37)*($AE$13+IF(C37>=$AE$8,$AE$7,0)+(IF(C37>=$AE$6,C37,0)/$AE$5)+IF(C37>$AE$10,($AE$9/C37),0)))","v":5.9710319781032783},4.2793913568896427,8.1518991852660427E-2,5.067950617264394E-3,5.4524065404848443E-6,1.0981986061775473E-4,1.8069425534035233E-3,0.62793171981901885,1.306034813604029E-3,3.3697636473117853E-4,2.6048452212101836E-5,8.7113816960027179E-7,5.5648392915941258E-7,32.531675437224507,1.5215718568768466E-2,1.5215601190084804E-2,1.5417160324632029E-2,2.3120152126647753E-3,2.3120152126647753E-3,2.3120152126647753E-3,2.3120152126647753E-3,null,null,25.031286144422523,null,null,5.7937427578215525E-8,0,0,7.5003892928019837]
[11,1.2746234067207414E-2,6.3731170336037077E-2,{"$f":"IF('Calculation Sheet'!$D$59=\"YES\",(Vcc_max-C38)*ILIM_FINAL_TOL,(Vcc_max-C38)*($AE$13+IF(C38>=$AE$8,$AE$7,0)+(IF(C38>=$AE$6,C38,0)/$AE$5)+IF(C38>$AE$10,($AE$9/C38),0)))","v":5.9681351755443632},4.4790205602330664,8.9587808383827294E-2,5.5731606506501663E-3,5.9961959353316274E-6,1.2077251064024352E-4,1.8060663535210963E-3,0.68680977780233032,1.4362750414171899E-3,3.7058328089667469E-4,2.8646359218953421E-5,9.5802015387391748E-7,6.1198422862673851E-7,32.95826395771919,1.6731109652408094E-2,1.6730980599992229E-2,1.6952585140216136E-2,2.5425522807838163E-3,2.5425522807838163E-3,2.5425522807838163E-3,2.5425522807838163E-3,null,null,25.034404415378436,null,null,6.3731170336037079E-8,0,0,7.9238595423407538]
[12,1.3904982618771725E-2,6.9524913093858623E-2,{"$f":"IF('Calculation Sheet'!$D$59=\"YES\",(Vcc_max-C39)*ILIM_FINAL_TOL,(Vcc_max-C39)*($AE$13+IF(C39>=$AE$8,$AE$7,0)+(IF(C39>=$AE$6,C39,0)/$AE$5)+IF(C39>$AE$10,($AE$9/C39),0)))","v":5.9652383729183143},4.6547498260202476,9.7641601674737011E-2,6.0780825946524786E-3,6.5397214648044155E-6,1.3171982687598671E-4,1.8051901536191295E-3,0.7450071104304925,1.566449228888267E-3,4.0417370283130083E-4,3.1243004734449187E-5,1.044859986976121E-6,6.6745760207709282E-7,33.35022530860774,1.8245378102538901E-2,1.8245237388031299E-2,1.8486867277486496E-2,2.7729685578936625E-3,2.7729685578936625E-3,2.7729685578936625E-3,2.7729685578936625E-3,null,null,25.037520806716287,null,null,6.952491309385862E-8,0,0,8.3127045018914529]
[13,1.5063731170336034E-2,7.5318655851680183E-2,{"$f":"IF('Calculation Sheet'!$D$59=\"YES\",(Vcc_max-C40)*ILIM_FINAL_TOL,(Vcc_max-C40)*($AE$13+IF(C40>=$AE$8,$AE$7,0)+(IF(C40>=$AE$6,C40,0)/$AE$5)+IF(C40>$AE$10,($AE$9/C40),0)))","v":5.9623415702251306},4.8093995674175982,0.10568039230760551,6.5827164736624866E-3,7.082983129791387E-6,1.4266180933475425E-4,1.8043139536967345E-3,0.80253121892583756,1.6965573774569975E-3,4.3774763062653932E-4,3.3838388759477311E-5,1.131657668018704E-6,7.2290404951047549E-7,33.711491444296875,1.9758524204784855E-2,1.9758371839821542E-2,2.0020007031020803E-2,3.0032640486572504E-3,3.0032640486572504E-3,3.0032640486572504E-3,3.0032640486572504E-3,null,null,25.040635318689841,null,null,7.5318655851680187E-8,0,0,8.6708561256070347]
[14,1.6222479721900343E-2,8.1112398609501729E-2,{"$f":"IF('Calculation Sheet'!$D$59=\"YES\",(Vcc_max-C41)*ILIM_FINAL_TOL,(Vcc_max-C41)*($AE$13+IF(C41>=$AE$8,$AE$7,0)+(IF(C41>=$AE$6,C41,0)/$AE$5)+IF(C41>$AE$10,($AE$9/C41),0)))","v":5.9594447674648103},4.9454573628118199,0.11370420083645083,7.0870623120677934E-3,7.6259809294043635E-6,1.5359845802631611E-4,1.8034377537539115E-3,0.85938952185130812,1.8265994885622305E-3,4.713050643756489E-4,3.6432511294037795E-5,1.2184131978898449E-6,7.7832357092688653E-7,34.045531958404126,2.1270548244698873E-2,2.1270384240909657E-2,2.1552004695321259E-2,3.2334387577366286E-3,3.2334387577366286E-3,3.2334387577366286E-3,3.2334387577366286E-3,null,null,25.043747951552813,null,null,8.1112398609501728E-8,0,0,9.0017840068513131]
[15,1.7381228273464656E-2,8.6906141367323289E-2,{"$f":"IF('Calculation Sheet'!$D$59=\"YES\",(Vcc_max-C42)*ILIM_FINAL_TOL,(Vcc_max-C42)*($AE$13+IF(C42>=$AE$8,$AE$7,0)+(IF(C42>=$AE$6,C42,0)/$AE$5)+IF(C42>$AE$10,($AE$9/C42),0)))","v":5.9565479646373571},5.0651172333852275,0.12171304778713044,7.5911201342551138E-3,8.1687148636433449E-6,1.6452977295955407E-4,1.8025615537915485E-3,0.91558935602131974,1.9565755636437032E-3,5.0484600417011194E-4,3.9025372338130637E-5,1.3051265765895437E-6,8.3371616632632595E-7,34.355408628529425,2.278145050775926E-2,2.2781274876769508E-2,2.3082860564813679E-2,3.4634926897947338E-3,3.4634926897947338E-3,3.4634926897947338E-3,3.4634926897947338E-3,null,null,25.046858705558883,null,null,8.6906141367323295E-8,0,0,9.308549922970542]
[16,1.8539976825028965E-2,9.2699884125144835E-2,{"$f":"IF('Calculation Sheet'!$D$59=\"YES\",(Vcc_max-C43)*ILIM_FINAL_TOL,(Vcc_max-C43)*($AE$13+IF(C43>=$AE$8,$AE$7,0)+(IF(C43>=$AE$6,C43,0)/$AE$5)+IF(C43>$AE$10,($AE$9/C43),0)))","v":5.9536511617427683},5.1703142855747384,0.12970695365738116,8.0948899646084982E-3,8.7111849325083313E-6,1.7545575414512626E-4,1.8016853538078692E-3,0.97113797740258345,2.0864856041402646E-3,5.3837045010318718E-4,4.1616971893532195E-5,1.3917978032296219E-6,8.8908183570879373E-7,34.64382352443949,2.4291231279373271E-2,2.4291044032802134E-2,2.4612574933849274E-2,3.6934258494945027E-3,3.6934258494945027E-3,3.6934258494945027E-3,3.6934258494945027E-3,null,null,25.049967580961635,null,null,9.2699884125144835E-8,0,0,9.5938559434778554]
[17,1.9698725376593274E-2,9.8493626882966381E-2,{"$f":"IF('Calculation Sheet'!$D$59=\"YES\",(Vcc_max-C44)*ILIM_FINAL_TOL,(Vcc_max-C44)*($AE$13+IF(C44>=$AE$8,$AE$7,0)+(IF(C44>=$AE$6,C44,0)/$AE$5)+IF(C44>$AE$10,($AE$9/C44),0)))","v":5.9507543587810456},5.262755265401033,0.13768593891685832,8.5983718275102206E-3,9.2533911359993226E-6,1.8637640159191449E-4,1.80080915380465E-3,1.0260425620050055,2.2163296114907638E-3,5.7187840226724518E-4,4.4207309960242469E-5,1.478426878698258E-6,9.4442057907428989E-7,34.913161439239239,2.579989084487444E-2,2.5799691994336627E-2,2.6141148096701983E-2,3.9232382414970957E-3,3.9232382414970957E-3,3.9232382414970957E-3,3.9232382414970957E-3,null,null,25.053074578014627,null,null,9.8493626882966376E-8,0,0,9.8600868612246124]
[18,2.0857473928157587E-2,0.10428736964078794,{"$f":"IF('Calculation Sheet'!$D$59=\"YES\",(Vcc_max-C45)*ILIM_FINAL_TOL,(Vcc_max-C45)*($AE$13+IF(C45>=$AE$8,$AE$7,0)+(IF(C45>=$AE$6,C45,0)/$AE$5)+IF(C45>$AE$10,($AE$9/C45),0)))","v":5.9478575557521856},5.3439455071049204,0.1456500240071712,9.1015657473398903E-3,9.7953334750044974E-6,1.9729171531057688E-4,1.7999329537801145E-3,1.0803102067627677,2.3461075871349379E-3,6.0536986075465649E-4,4.6796386538261459E-5,1.5650138029954519E-6,9.99732395534636E-7,35.165527313468012,2.7307429489523471E-2,2.730721904662925E-2,2.7668580347570249E-2,4.1529298704654494E-3,4.1529298704654494E-3,4.1529298704654494E-3,4.1529298704654494E-3,null,null,25.056179696971345,null,null,1.0428736964078794E-7,0,0,10.109347616496667]
[19,2.2016222479721896E-2,0.11008111239860949,{"$f":"IF('Calculation Sheet'!$D$59=\"YES\",(Vcc_max-C46)*ILIM_FINAL_TOL,(Vcc_max-C46)*($AE$13+IF(C46>=$AE$8,$AE$7,0)+(IF(C46>=$AE$6,C46,0)/$AE$5)+IF(C46>$AE$10,($AE$9/C46),0)))","v":5.9449607526561934},5.4152127015959444,0.15359922934192483,9.6044717484753406E-3,1.0337011948635677E-5,2.0820169530999522E-4,1.7990567537360391E-3,1.1339479304056965,2.4758195325116361E-3,6.3884482565779166E-4,4.9384201628477342E-5,1.6515585761212037E-6,1.0550172859780105E-6,35.402779242999728,2.8813847498510015E-2,2.8813625474863436E-2,2.919487198057702E-2,4.3825007410607242E-3,4.3825007410607242E-3,4.3825007410607242E-3,4.3825007410607242E-3,null,null,25.059282938085239,null,null,1.1008111239860948E-7,0,0,10.343496304914488]
[20,2.3174971031286205E-2,0.11587485515643105,{"$f":"IF('Calculation Sheet'!$D$59=\"YES\",(Vcc_max-C47)*ILIM_FINAL_TOL,(Vcc_max-C47)*($AE$13+IF(C47>=$AE$8,$AE$7,0)+(IF(C47>=$AE$6,C47,0)/$AE$5)+IF(C47>$AE$10,($AE$9/C47),0)))","v":5.9420639494930647},5.4777278600047197,0.16153357530675638,1.0107089855292628E-2,1.0878426556892862E-5,2.1910634159993947E-4,1.7981805536715356E-3,1.1869626743210349,2.6054654490605955E-3,6.7230329706902126E-4,5.1970755231778298E-5,1.738061197187335E-6,1.1102752504044133E-6,35.6265575918965,3.031914515695E-2,3.0318911564150675E-2,3.0720023289768861E-2,4.6119508579440804E-3,4.6119508579440804E-3,4.6119508579440804E-3,4.6119508579440804E-3,null,null,25.062384301609676,null,null,1.1587485515643105E-7,0,0,10.564173290286824]
[21,2.4333719582850518E-2,0.12166859791425261,{"$f":"IF('Calculation Sheet'!$D$59=\"YES\",(Vcc_max-C48)*ILIM_FINAL_TOL,(Vcc_max-C48)*($AE$13+IF(C48>=$AE$8,$AE$7,0)+(IF(C48>=$AE$6,C48,0)/$AE$5)+IF(C48>$AE$10,($AE$9/C48),0)))","v":5.9391671462628004},5.5325238033426469,0.16945308225937428,1.0609420092165145E-2,1.141957730066423E-5,2.300056541901796E-4,1.797304353586604E-3,1.2393613034057145,2.7350453382206652E-3,7.0574527508071583E-4,5.4556047348164327E-5,1.8245216670820241E-6,1.1655062888138445E-6,35.83831066986523,3.1823322749887417E-2,3.1823077599528737E-2,3.2244034569116842E-2,4.8412802257775667E-3,4.8412802257775667E-3,4.8412802257775667E-3,4.8412802257775667E-3,null,null,25.06548378779798,null,null,1.216685979142526E-7,0,0,10.77282688206725]
[22,2.5492468134414827E-2,0.12746234067207415,{"$f":"IF('Calculation Sheet'!$D$59=\"YES\",(Vcc_max-C49)*ILIM_FINAL_TOL,(Vcc_max-C49)*($AE$13+IF(C49>=$AE$8,$AE$7,0)+(IF(C49>=$AE$6,C49,0)/$AE$5)+IF(C49>$AE$10,($AE$9/C49),0)))","v":5.9362703429654022},5.5805114702111673,0.17735777052959634,1.1111462483464507E-2,1.1960464179061603E-5,2.4089963309048557E-4,1.7964281534821325E-3,1.2911506069092393,2.8645592014306942E-3,7.3917075978524593E-4,5.7140077978523607E-5,1.9109399858052711E-6,1.2207104012063041E-6,36.039317379723535,3.3326380562292535E-2,3.3326123865963453E-2,3.3766906112516537E-2,5.0704888492223432E-3,5.0704888492223432E-3,5.0704888492223432E-3,5.0704888492223432E-3,null,null,25.068581396903436,null,null,1.2746234067207416E-7,0,0,10.970735982820099]
[23,2.6651216685979136E-2,0.1332560834298957,{"$f":"IF('Calculation Sheet'!$D$59=\"YES\",(Vcc_max-C50)*ILIM_FINAL_TOL,(Vcc_max-C50)*($AE$13+IF(C50>=$AE$8,$AE$7,0)+(IF(C50>=$AE$6,C50,0)/$AE$5)+IF(C50>$AE$10,($AE$9/C50),0)))","v":5.9333735396008693},5.6224943000508354,0.18524766041938712,1.1613217053561442E-2,1.2501087192973159E-5,2.5178827830973916E-4,1.7955519533563447E-3,1.3423372992672746,2.9940070401295316E-3,7.7257975127587031E-4,5.9722847122856138E-5,1.9973161524688976E-6,1.2758875875817921E-6,36.23070719243988,3.4828318879064568E-2,3.4828050648348707E-2,3.5288638213787138E-2,5.2995767329395704E-3,5.2995767329395704E-3,5.2995767329395704E-3,5.2995767329395704E-3,null,null,25.071677129179243,null,null,1.3325608342989571E-7,0,0,11.159030063260637]
[24,2.7809965237543449E-2,0.13904982618771725,{"$f":"IF('Calculation Sheet'!$D$59=\"YES\",(Vcc_max-C51)*ILIM_FINAL_TOL,(Vcc_max-C51)*($AE$13+IF(C51>=$AE$8,$AE$7,0)+(IF(C51>=$AE$6,C51,0)/$AE$5)+IF(C51>$AE$10,($AE$9/C51),0)))","v":5.9304767361692017},5.6591809190342808,0.19312277220289875,1.2114683826822237E-2,1.3041446341510721E-5,2.6267158985859851E-4,1.7946757532110169E-3,1.3929280209260604,3.1233888557560263E-3,8.0597224964407133E-4,6.2304354782050098E-5,2.0836501679610819E-6,1.3310378479403084E-6,36.41347776511676,3.6329137985029014E-2,3.6328858231505556E-2,3.680923116667234E-2,5.5285438815895205E-3,5.5285438815895205E-3,5.5285438815895205E-3,5.5285438815895205E-3,null,null,25.074770984878562,null,null,1.3904982618771724E-7,0,0,11.338706780238198]
[25,2.8968713789107758E-2,0.14484356894553882,{"$f":"IF('Calculation Sheet'!$D$59=\"YES\",(Vcc_max-C52)*ILIM_FINAL_TOL,(Vcc_max-C52)*($AE$13+IF(C52>=$AE$8,$AE$7,0)+(IF(C52>=$AE$6,C52,0)/$AE$5)+IF(C52>$AE$10,($AE$9/C52),0)))","v":5.9275799326703975},5.6911963289067344,0.20098312612650471,1.2615862827613178E-2,1.3581541624674287E-5,2.7354956774594541E-4,1.7937995530443729E-3,1.4429293391577298,3.2527046497499157E-3,8.3934825498310772E-4,6.4884600956105487E-5,2.1699420322818241E-6,1.3861611822818531E-6,36.588510480069424,3.7828838164940315E-2,3.7828546900182225E-2,3.8328685264840345E-2,5.7573902998333537E-3,5.7573902998333537E-3,5.7573902998333537E-3,5.7573902998333537E-3,null,null,25.077862964254493,null,null,1.4484356894553882E-7,0,0,11.510647515814931]
[26,3.0127462340672068E-2,0.15063731170336037,{"$f":"IF('Calculation Sheet'!$D$59=\"YES\",(Vcc_max-C53)*ILIM_FINAL_TOL,(Vcc_max-C53)*($AE$13+IF(C53>=$AE$8,$AE$7,0)+(IF(C53>=$AE$6,C53,0)/$AE$5)+IF(C53>$AE$10,($AE$9/C53),0)))","v":5.9246831291044613},5.7190917754401314,0.20882874240884242,1.3116754080297888E-2,1.4121373043352037E-5,2.84422211982438E-4,1.7929233528581889E-3,1.4923477488666501,3.3819544235491605E-3,8.7270776738446187E-4,6.7463585646798663E-5,2.2561917445429458E-6,1.4412575906064262E-6,36.756584150328052,3.9327419703479194E-2,3.9327116939054996E-2,3.984700080188297E-2,5.9861159923313423E-3,5.9861159923313423E-3,5.9861159923313423E-3,5.9861159923313423E-3,null,null,25.080953067560081,null,null,1.5063731170336037E-7,0,0,11.675631082767971]
[27,3.1286210892236377E-2,0.15643105446118191,{"$f":"IF('Calculation Sheet'!$D$59=\"YES\",(Vcc_max-C54)*ILIM_FINAL_TOL,(Vcc_max-C54)*($AE$13+IF(C54>=$AE$8,$AE$7,0)+(IF(C54>=$AE$6,C54,0)/$AE$5)+IF(C54>$AE$10,($AE$9/C54),0)))","v":5.9217863254713876},5.7433534523185577,0.21665964124084791,1.3617357609237324E-2,1.4660940596655792E-5,2.9528952257695806E-4,1.7920471526515769E-3,1.5411896733868771,3.5111381785934981E-3,9.0605078694139252E-4,7.0041308853241446E-5,2.3423993056326253E-6,1.4963270729140277E-6,36.918387107940347,4.0824882885254432E-2,4.0824568632727321E-2,4.1364178071317426E-2,6.2147209637446466E-3,6.2147209637446466E-3,6.2147209637446466E-3,6.2147209637446466E-3,null,null,25.084041295048333,null,null,1.564310544611819E-7,0,0,11.834345812892014]
[28,3.2444959443800686E-2,0.16222479721900346,{"$f":"IF('Calculation Sheet'!$D$59=\"YES\",(Vcc_max-C55)*ILIM_FINAL_TOL,(Vcc_max-C55)*($AE$13+IF(C55>=$AE$8,$AE$7,0)+(IF(C55>=$AE$6,C55,0)/$AE$5)+IF(C55>$AE$10,($AE$9/C55),0)))","v":5.9188895217711801},5.7644101778849031,0.22447584278579491,1.4117673438791556E-2,1.520024428547373E-5,3.0615149953927556E-4,1.7911709524245367E-3,1.5894614652708183,3.6402559163208892E-3,9.393773137462702E-4,7.2617770576322016E-5,2.4285647155508627E-6,1.5513696292046575E-6,37.074527865917112,4.2321227994802868E-2,4.2320902265730709E-2,4.2880217366584539E-2,6.4432052187326505E-3,6.4432052187326505E-3,6.4432052187326505E-3,6.4432052187326505E-3,null,null,25.087127646972171,null,null,1.6222479721900346E-7,0,0,11.987400218944941]
[29,3.3603707995365002E-2,0.16801853997682503,{"$f":"IF('Calculation Sheet'!$D$59=\"YES\",(Vcc_max-C56)*ILIM_FINAL_TOL,(Vcc_max-C56)*($AE$13+IF(C56>=$AE$8,$AE$7,0)+(IF(C56>=$AE$6,C56,0)/$AE$5)+IF(C56>$AE$10,($AE$9/C56),0)))","v":5.9159927180038379},5.7826401659605668,0.23227736717933389,1.4617701593317101E-2,1.5739284108917673E-5,3.1700814287916046E-4,1.7902947521770685E-3,1.6371694070692113,3.7693076381710711E-3,9.7268734789146549E-4,7.519297081692855E-5,2.514687974297658E-6,1.6063852594783157E-6,37.225544522142194,4.3816455316587621E-2,4.3816118122523839E-2,4.4395118981049642E-2,6.6715687619556263E-3,6.6715687619556263E-3,6.6715687619556263E-3,6.6715687619556263E-3,null,null,25.090212123584475,null,null,1.6801853997682504E-7,0,0,12.135332398557718]
[30,3.4762456546929311E-2,0.17381228273464658,{"$f":"IF('Calculation Sheet'!$D$59=\"YES\",(Vcc_max-C57)*ILIM_FINAL_TOL,(Vcc_max-C57)*($AE$13+IF(C57>=$AE$8,$AE$7,0)+(IF(C57>=$AE$6,C57,0)/$AE$5)+IF(C57>$AE$10,($AE$9/C57),0)))","v":5.9130959141693609},5.7983769976459589,0.24006423452952763,1.5117442097169587E-2,1.6278060067875799E-5,3.2785945260638272E-4,1.7894185519100603E-3,1.6843197121025009,3.8982933455820046E-3,1.0059808894693489E-3,7.7766909575949228E-5,2.6007690809848327E-6,1.6613739637350022E-6,37.37191305370461,4.5310565135000758E-2,4.5310216487492561E-2,4.5908883208002571E-2,6.899811598072958E-3,6.899811598072958E-3,6.899811598072958E-3,6.899811598072958E-3,null,null,25.093294725138058,null,null,1.7381228273464659E-7,0,0,12.278618328566552]
[31,3.5921205098493621E-2,0.17960602549246812,{"$f":"IF('Calculation Sheet'!$D$59=\"YES\",(Vcc_max-C58)*ILIM_FINAL_TOL,(Vcc_max-C58)*($AE$13+IF(C58>=$AE$8,$AE$7,0)+(IF(C58>=$AE$6,C58,0)/$AE$5)+IF(C58>$AE$10,($AE$9/C58),0)))","v":5.9101991102677474},5.8119148883934377,0.24783646491689115,1.5616894974701978E-2,1.6816572161459931E-5,3.387054287307123E-4,1.7885423516217358E-3,1.7309185252237222,4.0272130399934269E-3,1.0392579385722911E-3,8.0339586853384048E-5,2.6868080365005653E-6,1.7163357410865387E-6,37.514054632591602,4.6803557734361512E-2,4.6803197644951666E-2,4.7421510340657669E-2,7.1279337317449176E-3,7.1279337317449176E-3,7.1279337317449176E-3,7.1279337317449176E-3,null,null,25.096375451885709,null,null,1.7960602549246812E-7,0,0,12.417679180705893]
[32,3.707995365005793E-2,0.18539976825028967,{"$f":"IF('Calculation Sheet'!$D$59=\"YES\",(Vcc_max-C59)*ILIM_FINAL_TOL,(Vcc_max-C59)*($AE$13+IF(C59>=$AE$8,$AE$7,0)+(IF(C59>=$AE$6,C59,0)/$AE$5)+IF(C59>$AE$10,($AE$9/C59),0)))","v":5.9073023062989991},5.8235133335170364,0.25559407839442816,1.6116060250265463E-2,1.7354820390558245E-5,3.4954607126103099E-4,1.7876661513138714E-3,1.7769719235729724,4.156066722843299E-3,1.0725184952926625E-3,8.2911002649233012E-5,2.7728048408448558E-6,1.7712705924211036E-6,37.652342078228948,4.8295433398916288E-2,4.8295061879142231E-2,4.8933000672152005E-2,7.3559351676308893E-3,7.3559351676308893E-3,7.3559351676308893E-3,7.3559351676308893E-3,null,null,25.099454304080126,null,null,1.8539976825028967E-7,0,0,12.552887774148822]
[33,3.8238702201622239E-2,0.19119351100811124,{"$f":"IF('Calculation Sheet'!$D$59=\"YES\",(Vcc_max-C60)*ILIM_FINAL_TOL,(Vcc_max-C60)*($AE$13+IF(C60>=$AE$8,$AE$7,0)+(IF(C60>=$AE$6,C60,0)/$AE$5)+IF(C60>$AE$10,($AE$9/C60),0)))","v":5.9044055022631179},5.8334012054891735,0.26333709498766922,1.6614937948209452E-2,1.7892804755170744E-5,3.6038138020799693E-4,1.7867899509855789E-3,1.8224859173235712,4.2848543955704699E-3,1.1057625597237219E-3,8.5481156965272476E-5,2.8587594931295257E-6,1.8261785177386969E-6,37.787105548726913,4.9786192412839547E-2,4.9785809474234277E-2,5.0443354495549819E-2,7.5838159103893688E-3,7.5838159103893688E-3,7.5838159103893688E-3,7.5838159103893688E-3,null,null,25.102531281973974,null,null,1.9119351100811125E-7,0,0,12.684574266752939]
[34,3.9397450753186548E-2,0.19698725376593276,{"$f":"IF('Calculation Sheet'!$D$59=\"YES\",(Vcc_max-C61)*ILIM_FINAL_TOL,(Vcc_max-C61)*($AE$13+IF(C61>=$AE$8,$AE$7,0)+(IF(C61>=$AE$6,C61,0)/$AE$5)+IF(C61>$AE$10,($AE$9/C61),0)))","v":5.9015086981601002},5.8417803677185445,0.27106553469470906,1.7113528092879804E-2,1.8430525254409247E-5,3.712113555804919E-4,1.7859137506359701E-3,1.8674664504199985,4.4135760596137885E-3,1.1389901319569518E-3,8.8050049800614261E-5,2.9446719942427535E-6,1.8810595170393185E-6,37.918637560669545,5.1275835060234698E-2,5.1275440714324994E-2,5.1952572103838079E-2,7.81157596467974E-3,7.81157596467974E-3,7.81157596467974E-3,7.81157596467974E-3,null,null,25.105606385819843,null,null,1.9698725376593275E-7,0,0,12.813031174849701]
[35,4.0556199304750858E-2,0.20278099652375431,{"$f":"IF('Calculation Sheet'!$D$59=\"YES\",(Vcc_max-C62)*ILIM_FINAL_TOL,(Vcc_max-C62)*($AE$13+IF(C62>=$AE$8,$AE$7,0)+(IF(C62>=$AE$6,C62,0)/$AE$5)+IF(C62>$AE$10,($AE$9/C62),0)))","v":5.8986118939899486},5.8488288618688715,0.2787794174862448,1.7611830708622378E-2,1.8967981889161933E-5,3.8203599738828586E-4,1.7850375502668214E-3,1.9119194013076988,4.5422317164112158E-3,1.1722012120856107E-3,9.0617681157034724E-5,3.0305423441845392E-6,1.9359135903229685E-6,38.047197416684,5.276436162513054E-2,5.276395588343874E-2,5.3460653789928259E-2,8.0392153351613871E-3,8.0392153351613871E-3,8.0392153351613871E-3,8.0392153351613871E-3,null,null,25.108679615870283,null,null,2.0278099652375431E-7,0,0,12.938517800813717]
[36,4.1714947856315174E-2,0.20857473928157588,{"$f":"IF('Calculation Sheet'!$D$59=\"YES\",(Vcc_max-C63)*ILIM_FINAL_TOL,(Vcc_max-C63)*($AE$13+IF(C63>=$AE$8,$AE$7,0)+(IF(C63>=$AE$6,C63,0)/$AE$5)+IF(C63>$AE$10,($AE$9/C63),0)))","v":5.8957150897526613},5.8547037190446352,0.28647876330561228,1.8109845819780368E-2,1.9505174659428803E-5,3.9285530564114879E-4,1.7841613498781328E-3,1.9558505836548461,4.670821367402489E-3,1.2053958002011811E-3,9.3184051034533866E-5,3.1163705420667043E-6,1.9907407375896469E-6,38.173015110674925,5.425177239148482E-2,5.4251355265527934E-2,5.4967599846657222E-2,8.2667340264928058E-3,8.2667340264928058E-3,8.2667340264928058E-3,8.2667340264928058E-3,null,null,25.111750972377784,null,null,2.0857473928157589E-7,0,0,13.06126413829714]
[37,4.2873696407879483E-2,0.21436848203939743,{"$f":"IF('Calculation Sheet'!$D$59=\"YES\",(Vcc_max-C64)*ILIM_FINAL_TOL,(Vcc_max-C64)*($AE$13+IF(C64>=$AE$8,$AE$7,0)+(IF(C64>=$AE$6,C64,0)/$AE$5)+IF(C64>$AE$10,($AE$9/C64),0)))","v":5.8928182854482403},5.8595434392309427,0.29416359206882525,1.8607573450693415E-2,2.0042103564321678E-5,4.0366928034885063E-4,1.7832851494681279E-3,1.9992657470661546,4.7993450140255689E-3,1.2385738963969217E-3,9.5749159433111686E-5,3.2021565887774273E-6,2.0455409588393536E-6,38.296294772363083,5.5738067643183342E-2,5.573763914447305E-2,5.6473410566785454E-2,8.4941320433324918E-3,8.4941320433324918E-3,8.4941320433324918E-3,8.4941320433324918E-3,null,null,25.114820455594785,null,null,2.1436848203939744E-7,0,0,13.181474316768298]
[38,4.4032444959443792E-2,0.22016222479721897,{"$f":"IF('Calculation Sheet'!$D$59=\"YES\",(Vcc_max-C65)*ILIM_FINAL_TOL,(Vcc_max-C65)*($AE$13+IF(C65>=$AE$8,$AE$7,0)+(IF(C65>=$AE$6,C65,0)/$AE$5)+IF(C65>$AE$10,($AE$9/C65),0)))","v":5.8899214810766827},5.8634701781366143,0.3018339236646117,1.9105013625701162E-2,2.0578768604728737E-5,4.1447792152116136E-4,1.7824089490376949E-3,2.0421705777888222,4.9278026577184164E-3,1.2717355007652031E-3,9.8313006353656363E-5,3.2879004843167081E-6,2.1003142540720887E-6,38.417217705492568,5.7223247664039079E-2,5.722280780408262E-2,5.7978086242997939E-2,8.7214093903389411E-3,8.7214093903389411E-3,8.7214093903389411E-3,8.7214093903389411E-3,null,null,25.117888065773659,null,null,2.2016222479721897E-7,0,0,13.299329639718909]
[39,4.5191193511008101E-2,0.22595596755504052,{"$f":"IF('Calculation Sheet'!$D$59=\"YES\",(Vcc_max-C66)*ILIM_FINAL_TOL,(Vcc_max-C66)*($AE$13+IF(C66>=$AE$8,$AE$7,0)+(IF(C66>=$AE$6,C66,0)/$AE$5)+IF(C66>$AE$10,($AE$9/C66),0)))","v":5.8870246766379912},5.8665916759696071,0.30948977795445121,1.9602166369139695E-2,2.1115169780649978E-5,4.2528122916785094E-4,1.7815327485877219E-3,2.0845706994106963,5.0561942999198806E-3,1.3048806133983959E-3,1.0087559179705607E-4,3.3736022286845468E-6,2.1550606232878522E-6,38.535945067655724,5.870731273779306E-2,5.8706861528091459E-2,5.9481627167904172E-2,8.9485660721697613E-3,8.9485660721697613E-3,8.9485660721697613E-3,8.9485660721697613E-3,null,null,25.120953803166724,null,null,2.2595596755504052E-7,0,0,13.414991264489]
[40,4.6349942062572411E-2,0.23174971031286209,{"$f":"IF('Calculation Sheet'!$D$59=\"YES\",(Vcc_max-C67)*ILIM_FINAL_TOL,(Vcc_max-C67)*($AE$13+IF(C67>=$AE$8,$AE$7,0)+(IF(C67>=$AE$6,C67,0)/$AE$5)+IF(C67>$AE$10,($AE$9/C67),0)))","v":5.884127872132165},5.8690029585991406,0.31713117477261221,2.0099031705344217E-2,2.1651307091197225E-5,4.3607920329868932E-4,1.7806565481173209E-3,2.1264716735507458,5.1845199420688104E-3,1.3380092343888705E-3,1.03436915764199E-4,3.459261820992765E-6,2.209780066486644E-6,38.65262023402645,6.0190263148114376E-2,6.0189800600164212E-2,6.0984033634039037E-2,9.1756020934834481E-3,9.1756020934834481E-3,9.1756020934834481E-3,9.1756020934834481E-3,null,null,25.124017668026259,null,null,2.317497103128621E-7,0,0,13.528602566000192]
[41,4.750869061413672E-2,0.23754345307068361,{"$f":"IF('Calculation Sheet'!$D$59=\"YES\",(Vcc_max-C68)*ILIM_FINAL_TOL,(Vcc_max-C68)*($AE$13+IF(C68>=$AE$8,$AE$7,0)+(IF(C68>=$AE$6,C68,0)/$AE$5)+IF(C68>$AE$10,($AE$9/C68),0)))","v":5.8812310675592023},5.8707878379649889,0.32475813392619113,2.0595609658647263E-2,2.2187180537258655E-5,4.468718439225583E-4,1.7797803476264917E-3,2.167879000541924,5.3127795856040549E-3,1.3711213638289976E-3,1.0599697825419696E-4,3.5448792621295411E-6,2.2644725836684643E-6,38.767370882302146,6.1672099178599282E-2,6.1671625303891808E-2,6.2485305933861923E-2,9.4025174589384974E-3,9.4025174589384974E-3,9.4025174589384974E-3,9.4025174589384974E-3,null,null,25.12707966060448,null,null,2.375434530706836E-7,0,0,13.640291221697666]
[42,4.8667439165701036E-2,0.24333719582850522,{"$f":"IF('Calculation Sheet'!$D$59=\"YES\",(Vcc_max-C69)*ILIM_FINAL_TOL,(Vcc_max-C69)*($AE$13+IF(C69>=$AE$8,$AE$7,0)+(IF(C69>=$AE$6,C69,0)/$AE$5)+IF(C69>$AE$10,($AE$9/C69),0)))","v":5.8783342629191067},5.8720202354246398,0.33237067519514607,2.1091900253378704E-2,2.2722790118834268E-5,4.5765915104922783E-4,1.7789041471152345E-3,2.2087981201065077,5.4409732319635751E-3,1.4042170018111477E-3,1.0855577926882631E-4,3.630454552094875E-6,2.3191381748333129E-6,38.880310831752453,6.3152821112772095E-2,6.3152335922794123E-2,6.3985444359755839E-2,9.6293121731916287E-3,9.6293121731916287E-3,9.6293121731916287E-3,9.6293121731916287E-3,null,null,25.130139781153517,null,null,2.4333719582850521E-7,0,0,13.750171050598937]
[43,4.9826187717265345E-2,0.24913093858632673,{"$f":"IF('Calculation Sheet'!$D$59=\"YES\",(Vcc_max-C70)*ILIM_FINAL_TOL,(Vcc_max-C70)*($AE$13+IF(C70>=$AE$8,$AE$7,0)+(IF(C70>=$AE$6,C70,0)/$AE$5)+IF(C70>$AE$10,($AE$9/C70),0)))","v":5.8754374582118754},5.8727653489332674,0.33996881833233683,2.1587903513867523E-2,2.3258135835924065E-5,4.6844112468935606E-4,1.7780279465835491E-3,2.2492344120239935,5.5691008825853316E-3,1.4372961484276914E-3,1.1111331880808706E-4,3.7159876900005884E-6,2.3737768390930114E-6,38.991541665390756,6.4632429234085187E-2,6.4631932740318199E-2,6.5484449204029183E-2,9.8559862409004495E-3,9.8559862409004495E-3,9.8559862409004495E-3,9.8559862409004495E-3,null,null,25.133198029925499,null,null,2.4913093858632671E-7,0,0,13.858343635465257]
[44,5.0984936268829655E-2,0.25492468134414831,{"$f":"IF('Calculation Sheet'!$D$59=\"YES\",(Vcc_max-C71)*ILIM_FINAL_TOL,(Vcc_max-C71)*($AE$13+IF(C71>=$AE$8,$AE$7,0)+(IF(C71>=$AE$6,C71,0)/$AE$5)+IF(C71>$AE$10,($AE$9/C71),0)))","v":5.8725406534375093},5.8730806824857051,0.34755258306356129,2.2083619464439153E-2,2.3793217688528046E-5,4.7921776485182477E-4,1.7771517460314357E-3,2.289193196791635,5.6971625389081737E-3,1.4703588037709991E-3,1.1366959687286737E-4,3.8014786767348596E-6,2.4283885773357383E-6,39.101154160860396,6.6110923825918988E-2,6.6110416039839137E-2,6.6982320758915748E-2,1.0082539666722568E-2,1.0082539666722568E-2,1.0082539666722568E-2,1.0082539666722568E-2,null,null,25.136254407172455,null,null,2.5492468134414832E-7,0,0,13.964899753687941]
[45,5.2143684820393964E-2,0.26071842410196988,{"$f":"IF('Calculation Sheet'!$D$59=\"YES\",(Vcc_max-C72)*ILIM_FINAL_TOL,(Vcc_max-C72)*($AE$13+IF(C72>=$AE$8,$AE$7,0)+(IF(C72>=$AE$6,C72,0)/$AE$5)+IF(C72>$AE$10,($AE$9/C72),0)))","v":5.8696438485960067},5.8730169540747639,0.35512198908759185,2.2579048129419022E-2,2.4328035675758031E-5,4.8998907154640392E-4,1.7762755454588941E-3,2.3286797362777003,5.8251582023700621E-3,1.5034049679343298E-3,1.1622461346316726E-4,3.8869275122976887E-6,2.4829733895614936E-6,39.209229552607503,6.7588305171581986E-2,6.7587786104659209E-2,6.8479059316572055E-2,1.0308972455314702E-2,1.0308972455314702E-2,1.0308972455314702E-2,1.0308972455314702E-2,null,null,25.13930891314638,null,null,2.6071842410196987E-7,0,0,14.069920639461124]
[46,5.3302433371958273E-2,0.2665121668597914,{"$f":"IF('Calculation Sheet'!$D$59=\"YES\",(Vcc_max-C73)*ILIM_FINAL_TOL,(Vcc_max-C73)*($AE$13+IF(C73>=$AE$8,$AE$7,0)+(IF(C73>=$AE$6,C73,0)/$AE$5)+IF(C73>$AE$10,($AE$9/C73),0)))","v":5.8667470436873721},5.8726188965020896,0.36267705607621359,2.3074189533129008E-2,2.4862589798502199E-5,5.0075504478286348E-4,1.7753993448668126E-3,2.3676992343675316,5.9530878744089577E-3,1.5364346410091656E-3,1.1877836857987489E-4,3.9723341958008973E-6,2.5375312757702773E-6,39.315840645248471,6.9064573554309838E-2,6.906404321800963E-2,6.9974665169080019E-2,1.0535284611333573E-2,1.0535284611333573E-2,1.0535284611333573E-2,1.0535284611333573E-2,null,null,25.142361548099206,null,null,2.6651216685979143E-7,0,0,14.173479097149265]
[47,5.4461181923522582E-2,0.27230590961761297,{"$f":"IF('Calculation Sheet'!$D$59=\"YES\",(Vcc_max-C74)*ILIM_FINAL_TOL,(Vcc_max-C74)*($AE$13+IF(C74>=$AE$8,$AE$7,0)+(IF(C74>=$AE$6,C74,0)/$AE$5)+IF(C74>$AE$10,($AE$9/C74),0)))","v":5.8638502387116},5.8719259636859507,0.37021780367426071,2.3569043699889214E-2,2.5396880056760551E-5,5.1151568457008523E-4,1.774523144254303E-3,2.4062568376024869,6.0809515564637096E-3,1.5694478230887654E-3,1.2133086222299028E-4,4.0576987281326637E-6,2.5920622359620893E-6,39.421052795690905,7.0539729257266259E-2,7.0539187663049674E-2,7.1469138608446947E-2,1.0761476139435899E-2,1.0761476139435899E-2,1.0761476139435899E-2,1.0761476139435899E-2,null,null,25.145412312282804,null,null,2.7230590961761298E-7,0,0,14.2756404834081]
[48,5.5619930475086898E-2,0.27809965237543449,{"$f":"IF('Calculation Sheet'!$D$59=\"YES\",(Vcc_max-C75)*ILIM_FINAL_TOL,(Vcc_max-C75)*($AE$13+IF(C75>=$AE$8,$AE$7,0)+(IF(C75>=$AE$6,C75,0)/$AE$5)+IF(C75>$AE$10,($AE$9/C75),0)))","v":5.860953433668695},5.8709729536181898,0.37774425149965207,2.4063610654017964E-2,2.5930906450533087E-5,5.2227099091872731E-4,1.7736469436204771E-3,2.4443576358118371,6.2087492499731667E-3,1.6024445142646115E-3,1.2388209439340159E-4,4.1430211092929881E-6,2.6465662701369297E-6,39.524924779494881,7.2013772563543021E-2,7.2013219722865784E-2,7.2962479926604651E-2,1.0987547044279289E-2,1.0987547044279289E-2,1.0987547044279289E-2,1.0987547044279289E-2,null,null,25.148461205949015,null,null,2.7809965237543448E-7,0,0,14.376463573545866]
[49,5.6778679026651208E-2,0.28389339513325607,{"$f":"IF('Calculation Sheet'!$D$59=\"YES\",(Vcc_max-C76)*ILIM_FINAL_TOL,(Vcc_max-C76)*($AE$13+IF(C76>=$AE$8,$AE$7,0)+(IF(C76>=$AE$6,C76,0)/$AE$5)+IF(C76>$AE$10,($AE$9/C76),0)))","v":5.8580566285586535},5.8697905578065033,0.38525641914343112,2.4557890419830919E-2,2.6464668979819805E-5,5.3302096383855968E-4,1.7727707429671113E-3,2.4820066627377044,6.3364809563744018E-3,1.6354247146299628E-3,1.26432065091997E-4,4.2283013383936918E-6,2.7010433782947985E-6,39.62750955513367,7.3486703756159955E-2,7.348613968047335E-2,7.4454689415408559E-2,1.1213497330518685E-2,1.1213497330518685E-2,1.1213497330518685E-2,1.1213497330518685E-2,null,null,25.151508229349592,null,null,2.8389339513325609E-7,0,0,14.476001325784079]
[50,5.7937427578215517E-2,0.28968713789107764,{"$f":"IF('Calculation Sheet'!$D$59=\"YES\",(Vcc_max-C77)*ILIM_FINAL_TOL,(Vcc_max-C77)*($AE$13+IF(C77>=$AE$8,$AE$7,0)+(IF(C77>=$AE$6,C77,0)/$AE$5)+IF(C77>$AE$10,($AE$9/C77),0)))","v":5.855159823381479},5.8684058458774677,0.39275432616980055,2.5051883021641963E-2,2.6998167644620708E-5,5.4376560333846413E-4,1.7718945422942056E-3,2.5192088966531112,6.4641466771062639E-3,1.6683884242771896E-3,1.2898077431877653E-4,4.3135394163229535E-6,2.7554935604356956E-6,39.728854938201117,7.4958523118064946E-2,7.4957947818814041E-2,7.5945767366640382E-2,1.1439327002811694E-2,1.1439327002811694E-2,1.1439327002811694E-2,1.1439327002811694E-2,null,null,25.15455338273626,null,null,2.8968713789107764E-7,0,0,14.574301555464857]
[51,5.9096176129779826E-2,0.29548088064889916,{"$f":"IF('Calculation Sheet'!$D$59=\"YES\",(Vcc_max-C78)*ILIM_FINAL_TOL,(Vcc_max-C78)*($AE$13+IF(C78>=$AE$8,$AE$7,0)+(IF(C78>=$AE$6,C78,0)/$AE$5)+IF(C78>$AE$10,($AE$9/C78),0)))","v":5.8522630181371671},5.8668426929919297,0.40023799211615874,2.5545588483763204E-2,2.7531402444935793E-5,5.5450490942821062E-4,1.7710183415999836E-3,2.5559692609732192,6.5917464136067139E-3,1.7013356432986626E-3,1.3152822207374015E-4,4.398735343080773E-6,2.8099168165596211E-6,39.82900419619132,7.6429230932134828E-2,7.6428644420759362E-2,7.7435714072006334E-2,1.1665036065813261E-2,1.1665036065813261E-2,1.1665036065813261E-2,1.1665036065813261E-2,null,null,25.157596666360668,null,null,2.9548088064889914E-7,0,0,14.671407529830653]
[52,6.0254924681344135E-2,0.30127462340672073,{"$f":"IF('Calculation Sheet'!$D$59=\"YES\",(Vcc_max-C79)*ILIM_FINAL_TOL,(Vcc_max-C79)*($AE$13+IF(C79>=$AE$8,$AE$7,0)+(IF(C79>=$AE$6,C79,0)/$AE$5)+IF(C79>$AE$10,($AE$9/C79),0)))","v":5.8493662128257213},5.8651221568214433,0.40770743649313701,2.6039006830504974E-2,2.8064373380765062E-5,5.6523888211756912E-4,1.7701421408853335E-3,2.5922926248598341,6.7192801673137126E-3,1.7342663717867524E-3,1.3407440835866424E-4,4.4838891186671503E-6,2.864313146666575E-6,39.927996573222572,7.7898827481172717E-2,7.7898229769107985E-2,7.8924529823137135E-2,1.1890624524180105E-2,1.1890624524180105E-2,1.1890624524180105E-2,1.1890624524180105E-2,null,null,25.160638080474421,null,null,3.0127462340672075E-7,0,0,14.767358492748151]
[53,6.1413673232908444E-2,0.30706836616454225,{"$f":"IF('Calculation Sheet'!$D$59=\"YES\",(Vcc_max-C80)*ILIM_FINAL_TOL,(Vcc_max-C80)*($AE$13+IF(C80>=$AE$8,$AE$7,0)+(IF(C80>=$AE$6,C80,0)/$AE$5)+IF(C80>$AE$10,($AE$9/C80),0)))","v":5.8464694074471417},5.8632628100380035,0.41516267878463786,2.6532138086174939E-2,2.8597080452108514E-5,5.7596752141630958E-4,1.7692659401511435E-3,2.6281838038192471,6.8467479396652209E-3,1.7671806098338294E-3,1.366193331735488E-4,4.5690007421939072E-6,2.9186825507565572E-6,40.025867752970868,7.9367313047909782E-2,7.9366704146586642E-2,8.0412214911588009E-2,1.2116092382567167E-2,1.2116092382567167E-2,1.2116092382567167E-2,1.2116092382567167E-2,null,null,25.163677625329061,null,null,3.0706836616454225E-7,0,0,14.862190127641806]
[54,6.2572421784472754E-2,0.31286210892236382,{"$f":"IF('Calculation Sheet'!$D$59=\"YES\",(Vcc_max-C81)*ILIM_FINAL_TOL,(Vcc_max-C81)*($AE$13+IF(C81>=$AE$8,$AE$7,0)+(IF(C81>=$AE$6,C81,0)/$AE$5)+IF(C81>$AE$10,($AE$9/C81),0)))","v":5.8435726020014256},5.861281033566927,0.42260373844786958,2.702498227507899E-2,2.912952365896615E-5,5.8669082733420197E-4,1.7683897393956372E-3,2.6636475602934904,6.9741497320991996E-3,1.8000783575322643E-3,1.3916299651839381E-4,4.6540702145492219E-6,2.9730250279413895E-6,40.122650267103715,8.0834687915007031E-2,8.0834067835850121E-2,8.1898769628838686E-2,1.2341439645630281E-2,1.2341439645630281E-2,1.2341439645630281E-2,1.2341439645630281E-2,null,null,25.16671530117609,null,null,3.128621089223638E-7,0,0,14.955934965927625]
[55,6.3731170336037063E-2,0.31865585168018534,{"$f":"IF('Calculation Sheet'!$D$59=\"YES\",(Vcc_max-C82)*ILIM_FINAL_TOL,(Vcc_max-C82)*($AE$13+IF(C82>=$AE$8,$AE$7,0)+(IF(C82>=$AE$6,C82,0)/$AE$5)+IF(C82>$AE$10,($AE$9/C82),0)))","v":5.8406757964885756},5.8591912752331821,0.43003063491338267,2.7517539421520354E-2,2.9661703001337969E-5,5.9740879988101625E-4,1.7675135386205909E-3,2.6986886042450751,7.1014855460536097E-3,1.8329596149744276E-3,1.4170539839408747E-4,4.7390975357330944E-6,3.02734057910925E-6,40.218373855644188,8.2300952365052638E-2,8.2300321119482156E-2,8.3384194266295175E-2,1.2566666318024389E-2,1.2566666318024389E-2,1.2566666318024389E-2,1.2566666318024389E-2,null,null,25.169751108266922,null,null,3.1865585168018536E-7,0,0,15.048622747377266]
[56,6.4889918887601372E-2,0.32444959443800692,{"$f":"IF('Calculation Sheet'!$D$59=\"YES\",(Vcc_max-C83)*ILIM_FINAL_TOL,(Vcc_max-C83)*($AE$13+IF(C83>=$AE$8,$AE$7,0)+(IF(C83>=$AE$6,C83,0)/$AE$5)+IF(C83>$AE$10,($AE$9/C83),0)))","v":5.83777899090859},5.8570062778850716,0.43744338758510892,2.8009809549801368E-2,3.0193618479223971E-5,6.0812143906652238E-4,1.7666373378251166E-3,2.7333115937352885,7.2287553829673001E-3,1.8658243822526899E-3,1.4424653880151794E-4,4.8240827048573465E-6,3.081629204260139E-6,40.313065784936406,8.3766106680561947E-2,8.3765464279992763E-2,8.4868489115287105E-2,1.2791772404405322E-2,1.2791772404405322E-2,1.2791772404405322E-2,1.2791772404405322E-2,null,null,25.172785046852962,null,null,3.2444959443800691E-7,0,0,15.140280738083444]
[57,6.6048667439165681E-2,0.33024333719582843,{"$f":"IF('Calculation Sheet'!$D$59=\"YES\",(Vcc_max-C84)*ILIM_FINAL_TOL,(Vcc_max-C84)*($AE$13+IF(C84>=$AE$8,$AE$7,0)+(IF(C84>=$AE$6,C84,0)/$AE$5)+IF(C84>$AE$10,($AE$9/C84),0)))","v":5.8348821852614714},5.8547372805972095,0.44484201584039429,2.8501792684220817E-2,3.0725270092624157E-5,6.1882874489960216E-4,1.7657611370092141E-3,2.7675211354961169,7.3559592442773436E-3,1.8986726594603098E-3,1.4678641774068524E-4,4.9090257228101564E-6,3.1358909033940563E-6,40.40675112821453,8.5230151143980137E-2,8.5229497599821791E-2,8.6351654467069494E-2,1.3016757909427135E-2,1.3016757909427135E-2,1.3016757909427135E-2,1.3016757909427135E-2,null,null,25.175817117185524,null,null,3.3024333719582841E-7,0,0,15.230934011029007]
[58,6.7207415990730004E-2,0.33603707995365006,{"$f":"IF('Calculation Sheet'!$D$59=\"YES\",(Vcc_max-C85)*ILIM_FINAL_TOL,(Vcc_max-C85)*($AE$13+IF(C85>=$AE$8,$AE$7,0)+(IF(C85>=$AE$6,C85,0)/$AE$5)+IF(C85>$AE$10,($AE$9/C85),0)))","v":5.8319853795472154},5.8523941961296959,0.45222653903003796,2.8993488849077487E-2,3.1256657841538527E-5,6.2953071739002553E-4,1.7648849361728836E-3,2.8013217854958663,7.483097131421701E-3,1.9315044466887699E-3,1.4932503521247753E-4,4.9939265895915241E-6,3.190125676511002E-6,40.499453013186894,8.6693086037678668E-2,8.6692421361336258E-2,8.7833690612821869E-2,1.3241622837745659E-2,1.3241622837745659E-2,1.3241622837745659E-2,1.3241622837745659E-2,null,null,25.178847319515878,null,null,3.3603707995365007E-7,0,0,15.320605693671016]
[59,6.8366164542294314E-2,0.34183082271147158,{"$f":"IF('Calculation Sheet'!$D$59=\"YES\",(Vcc_max-C86)*ILIM_FINAL_TOL,(Vcc_max-C86)*($AE$13+IF(C86>=$AE$8,$AE$7,0)+(IF(C86>=$AE$6,C86,0)/$AE$5)+IF(C86>$AE$10,($AE$9/C86),0)))","v":5.8290885737658256},5.8499857674454638,0.45959697647832876,2.9484898068665721E-2,3.1787781725967079E-5,6.4022735654845064E-4,1.7640087353170131E-3,2.8347180494985493,7.6101690458383331E-3,1.9643197440313287E-3,1.5186239121689482E-4,5.0787853043132714E-6,3.244333523610976E-6,40.591192840526773,8.8154911643958833E-2,8.8154235846831241E-2,8.9314597843649146E-2,1.346636719401495E-2,1.346636719401495E-2,1.346636719401495E-2,1.346636719401495E-2,null,null,25.18187565409524,null,null,3.4183082271147157E-7,0,0,15.409317186431533]
[60,6.9524913093858623E-2,0.34762456546929316,{"$f":"IF('Calculation Sheet'!$D$59=\"YES\",(Vcc_max-C87)*ILIM_FINAL_TOL,(Vcc_max-C87)*($AE$13+IF(C87>=$AE$8,$AE$7,0)+(IF(C87>=$AE$6,C87,0)/$AE$5)+IF(C87>$AE$10,($AE$9/C87),0)))","v":5.826191767917301},5.8475197057571444,0.46695334748307893,2.9976020367278977E-2,3.2318641745909815E-5,6.5091866238375928E-4,1.7631325344398263E-3,2.8677143836171122,7.7371749889652008E-3,1.9971185515794687E-3,1.5439848575482529E-4,5.1636018678635764E-6,3.2985144446939785E-6,40.681990476700975,8.9615628245049095E-2,8.9614941338531651E-2,9.0794376450580749E-2,1.3690990982889062E-2,1.3690990982889062E-2,1.3690990982889062E-2,1.3690990982889062E-2,null,null,25.184902121174765,null,null,3.4762456546929318E-7,0,0,15.497088355526209]
[61,7.0683661645422932E-2,0.35341830822711473,{"$f":"IF('Calculation Sheet'!$D$59=\"YES\",(Vcc_max-C88)*ILIM_FINAL_TOL,(Vcc_max-C88)*($AE$13+IF(C88>=$AE$8,$AE$7,0)+(IF(C88>=$AE$6,C88,0)/$AE$5)+IF(C88>$AE$10,($AE$9/C88),0)))","v":5.8232949620016399},5.8450028122831208,0.47429567131566319,3.0466855769208934E-2,3.2849237902254913E-5,6.6160463490572141E-4,1.7622563335430996E-3,2.9003151948605597,7.8641149622402651E-3,2.0299008694264487E-3,1.5693331882715711E-4,5.2483762802424394E-6,3.3526684397600093E-6,40.771864424164299,9.1075236123105974E-2,9.1074538118588677E-2,9.2273026724572382E-2,1.391549420902205E-2,1.391549420902205E-2,1.391549420902205E-2,1.391549420902205E-2,null,null,25.187926721005553,null,null,3.5341830822711473E-7,0,0,15.583937703158746]
[62,7.1842410196987241E-2,0.35921205098493625,{"$f":"IF('Calculation Sheet'!$D$59=\"YES\",(Vcc_max-C89)*ILIM_FINAL_TOL,(Vcc_max-C89)*($AE$13+IF(C89>=$AE$8,$AE$7,0)+(IF(C89>=$AE$6,C89,0)/$AE$5)+IF(C89>$AE$10,($AE$9/C89),0)))","v":5.8203981560188458},5.8424410856352464,0.48162396722105338,3.0957404298744606E-2,3.3379570194114194E-5,6.7228527412410699E-4,1.7613801326250567E-3,2.9325248416750553,7.9909889671014867E-3,2.0626666976646391E-3,1.5946689043389028E-4,5.3331085405616818E-6,3.4067955088090685E-6,40.860831971588539,9.2533735560214936E-2,9.253302646908157E-2,9.3750548956502477E-2,1.4139876877068858E-2,1.4139876877068858E-2,1.4139876877068858E-2,1.4139876877068858E-2,null,null,25.190949453838662,null,null,3.5921205098493623E-7,0,0,15.669882517749876]
[63,7.3001158748551551E-2,0.36500579374275777,{"$f":"IF('Calculation Sheet'!$D$59=\"YES\",(Vcc_max-C90)*ILIM_FINAL_TOL,(Vcc_max-C90)*($AE$13+IF(C90>=$AE$8,$AE$7,0)+(IF(C90>=$AE$6,C90,0)/$AE$5)+IF(C90>$AE$10,($AE$9/C90),0)))","v":5.8175013499689161},5.8398398165338223,0.48893825441785577,3.1447665980173234E-2,3.3909638621487659E-5,6.8296058004779781E-4,1.7605039316874738E-3,2.9643476344790574,8.1177970049859383E-3,2.0954160363864105E-3,1.6199920057591299E-4,5.4177986497094821E-6,3.460895651841156E-6,40.948909326481619,9.3991126838389505E-2,9.3990406672019411E-2,9.5226943437176637E-2,1.4364138991682651E-2,1.4364138991682651E-2,1.4364138991682651E-2,1.4364138991682651E-2,null,null,25.193970319925086,null,null,3.6500579374275779E-7,0,0,15.754939006556533]
[64,{"$f":"($AE$11/2000)*(A91)","v":7.415990730011586E-2},{"$f":"$AE$13*B91*10^-3/($AE$4*10^-6)","v":0.37079953650057934},{"$f":"IF('Calculation Sheet'!$D$59=\"YES\",(Vcc_max-C91)*ILIM_FINAL_TOL,(Vcc_max-C91)*($AE$13+IF(C91>=$AE$8,$AE$7,0)+(IF(C91>=$AE$6,C91,0)/$AE$5)+IF(C91>$AE$10,($AE$9/C91),0)))","v":5.8146045438518525},5.8372036713453328,0.49623855209834655,3.1937640837780279E-2,3.4439443184375307E-5,6.93630552687452E-4,1.7596277307294628E-3,2.9957878361925574,8.2445390773315808E-3,2.1281488856841335E-3,1.6453024925322524E-4,5.5024466076858403E-6,3.5149688679680935E-6,41.036111732273206,9.5447410239571262E-2,9.5446679009339341E-2,9.6702210457324078E-2,1.4588280557517486E-2,1.4588280557517486E-2,1.4588280557517486E-2,1.4588280557517486E-2,null,null,25.196989319515751,null,null,{"$f":"IF(C91>=$AE$6,C91,0)/$AE$5","v":3.7079953650057934E-7},{"$f":"IF(C91>=$AE$8,$AE$7,0)","v":0},{"$f":"IF(C91>$AE$10,($AE$9/C91),0)","v":0},{"$f":"(Q91-AA91)*IF((Vcc_max-C91)>$F$4,1,0)","v":15.839122412757455}]
[65,7.5318655851680169E-2,0.37659327925840091,{"$f":"IF('Calculation Sheet'!$D$59=\"YES\",(Vcc_max-C92)*ILIM_FINAL_TOL,(Vcc_max-C92)*($AE$13+IF(C92>=$AE$8,$AE$7,0)+(IF(C92>=$AE$6,C92,0)/$AE$5)+IF(C92>$AE$10,($AE$9/C92),0)))","v":5.8117077376676525},{"$f":"(D91+((((EXP(-(B92-B91)*10^-3/$F$14)))*(E91-D91))))","v":5.8345367657619569},{"$f":"(D91+((((EXP(-(B92-B91)*10^-3/$F$15)))*(F91-D91))))","v":0.50352487942850743},{"$f":"(D91+((((EXP(-(B92-B91)*10^-3/$F$16)))*(G91-D91))))","v":3.2427328895849428E-2},{"$f":"(D91+((((EXP(-(B92-B91)*10^-3/$F$17)))*(H91-D91))))","v":3.4968983882777138E-5},{"$f":"(D91+((((EXP(-(B92-B91)*10^-3/$F$18)))*(I91-D91))))","v":7.0429519205283952E-4},{"$f":"(D91+((((EXP(-(B92-B91)*10^-3/$F$19)))*(JX91-D91))))","v":1.7587515297510237E-3},{"$f":"(D91+((((EXP(-(B92-B91)*10^-3/$F$20)))*(K91-D91))))","v":3.0268496627604877},{"$f":"(D91+((((EXP(-(B92-B91)*10^-3/$F$21)))*(L91-D91))))","v":8.371215185576375E-3},{"$f":"(D91+((((EXP(-(B92-B91)*10^-3/$F$22)))*(M91-D91))))","v":2.1608652456492905E-3},1.6706003646671519E-4,5.5870524144907563E-6,3.5690151580780594E-6,41.122453571698841,{"$f":"(D91+((((EXP(-(B92-B91)*10^-3/$B$14)))*(R91-D91))))","v":9.6902586045630734E-2},{"$f":"(D91+((((EXP(-(B92-B91)*10^-3/$B$15)))*(S91-D91))))","v":9.6901843762904782E-2},{"$f":"(D91+((((EXP(-(B92-B91)*10^-3/$B$16)))*(T91-D91))))","v":9.8176350307600302E-2},{"$f":"(D91+((((EXP(-(B92-B91)*10^-3/$B$17)))*(U91-D91))))","v":1.4812301579226528E-2},{"$f":"(D91+((((EXP(-(B92-B91)*10^-3/$B$18)))*(V91-D91))))","v":1.4812301579226528E-2},1.4812301579226528E-2,1.4812301579226528E-2,null,null,25.200006452861558,null,null,3.765932792584009E-7,0,0,15.922447118837283]
[66,7.6477404403244478E-2,0.38238702201622249,{"$f":"IF('Calculation Sheet'!$D$59=\"YES\",(Vcc_max-C93)*ILIM_FINAL_TOL,(Vcc_max-C93)*($AE$13+IF(C93>=$AE$8,$AE$7,0)+(IF(C93>=$AE$6,C93,0)/$AE$5)+IF(C93>$AE$10,($AE$9/C93),0)))","v":5.8088109314163185},5.8318427297862181,0.51079725554806199,3.2916730178660814E-2,3.5498260717581331E-5,7.1495449815284218E-4,1.7578753287530446E-3,3.0575372836703614,8.4978253311582819E-3,2.1935651163751402E-3,{"$f":"(D92+((((EXP(-(B93-B92)*10^-3/$F$23)))*(N92-D92))))","v":1.6958856221727103E-4},{"$f":"(D92+((((EXP(-(B93-B92)*10^-3/$F$24)))*(O92-D92))))","v":5.6716160692360518E-6},{"$f":"(D92+((((EXP(-(B93-B92)*10^-3/$F$25)))*(P92-D92))))","v":3.6230345221710536E-6},{"$f":"$C$6+(E93*$G$14)+(F93*$G$15)+(G93*$G$16)+(H93*$G$17)+(I93*$G$18)+(J93*$G$19)+(K93*$G$20)+(L93*$G$21)+(M93*$G$22)","v":41.20794845809813},9.8356654538364729E-2,9.8355901214509878E-2,9.9649363278584424E-2,1.5036202061463833E-2,1.5036202061463833E-2,{"$f":"(D92+((((EXP(-(B93-B92)*10^-3/$B$19)))*(W92-D92))))","v":1.5036202061463833E-2},{"$f":"(D92+((((EXP(-(B93-B92)*10^-3/$B$20)))*(X92-D92))))","v":1.5036202061463833E-2},null,null,{"$f":"$C$6+(R93*$C$14)+(S93*$C$15)+(T93*$C$16)+(U93*$C$17)+(V93*$C$18)+(W93*$C$19)+(X93*$C$20)","v":25.203021720213325},null,null,3.823870220162225E-7,0,0,16.004926737884805]
[67,7.7636152954808788E-2,0.38818076477404395,{"$f":"IF('Calculation Sheet'!$D$59=\"YES\",(Vcc_max-C94)*ILIM_FINAL_TOL,(Vcc_max-C94)*($AE$13+IF(C94>=$AE$8,$AE$7,0)+(IF(C94>=$AE$6,C94,0)/$AE$5)+IF(C94>$AE$10,($AE$9/C94),0)))","v":5.805914125097849},5.8291247650468456,0.51805569957051212,3.340584471049457E-2,3.6027273687899708E-5,7.2560847099722992E-4,1.7569991277337493E-3,3.0878548224642075,8.624369515514374E-3,2.2262484979549413E-3,1.7211582650489277E-4,5.7561375728099051E-6,3.6770269602470762E-6,41.292609316051951,9.9809615999500778E-2,9.980885164587594E-2,0.10112124966078095,1.5259982008881678E-2,1.5259982008881678E-2,1.5259982008881678E-2,1.5259982008881678E-2,null,null,25.20603512182182,null,null,3.8818076477404395E-7,0,0,16.086574194230131]
[68,7.8794901506373097E-2,0.39397450753186553,{"$f":"IF('Calculation Sheet'!$D$59=\"YES\",(Vcc_max-C95)*ILIM_FINAL_TOL,(Vcc_max-C95)*($AE$13+IF(C95>=$AE$8,$AE$7,0)+(IF(C95>=$AE$6,C95,0)/$AE$5)+IF(C95>$AE$10,($AE$9/C95),0)))","v":5.8030173187122456},5.8263856953508339,0.52530023058317354,3.3894672515626389E-2,3.6556022793732268E-5,7.362571105957727E-4,1.7561229266949141E-3,3.1178063572448651,8.7508477400826123E-3,2.2589153904801762E-3,1.7464182933046857E-4,5.8406169252123163E-6,3.7309924723061272E-6,41.376448452615655,0.10126147071069358,0.10126069533865234,0.10259200974462068,1.548364142613412E-2,1.548364142613412E-2,1.548364142613412E-2,1.548364142613412E-2,null,null,25.209046657937776,null,null,3.939745075318655E-7,0,0,16.167401794677879]
[69,7.9953650057937406E-2,0.3997682502896871,{"$f":"IF('Calculation Sheet'!$D$59=\"YES\",(Vcc_max-C96)*ILIM_FINAL_TOL,(Vcc_max-C96)*($AE$13+IF(C96>=$AE$8,$AE$7,0)+(IF(C96>=$AE$6,C96,0)/$AE$5)+IF(C96>$AE$10,($AE$9/C96),0)))","v":5.8001205122595056},5.8236280112698946,0.53253086764721136,3.4383213618331965E-2,3.708450803596719E-5,7.469004169582405E-4,1.7552467256347626E-3,3.1473959211766989,8.8772600063000695E-3,2.2915657940432155E-3,1.7716657069399844E-4,5.925054125555107E-6,3.7849310583482065E-6,41.459477620256685,0.10271221895352589,0.10271143257441739,0.1040616438204589,1.5707180317872549E-2,1.5707180317872549E-2,1.5707180317872549E-2,1.5707180317872549E-2,null,null,25.212056328811833,null,null,3.9976825028968711E-7,0,0,16.247421291444851]
[70,8.1112398609501715E-2,0.40556199304750862,{"$f":"IF('Calculation Sheet'!$D$59=\"YES\",(Vcc_max-C97)*ILIM_FINAL_TOL,(Vcc_max-C97)*($AE$13+IF(C97>=$AE$8,$AE$7,0)+(IF(C97>=$AE$6,C97,0)/$AE$5)+IF(C97>$AE$10,($AE$9/C97),0)))","v":5.7972237057396327},5.8208539094652965,0.53974762979767732,3.4871468042884324E-2,3.7612729413716295E-5,7.5753839009440327E-4,1.7543705245550711E-3,3.176627502980796,9.0036063156047064E-3,2.3241997087364297E-3,1.7969005059637055E-4,6.0094491747264556E-6,3.8388427183733143E-6,41.541708072474378,0.10416186100950853,0.10416106363467659,0.10553015217857542,1.5930598688750131E-2,1.5930598688750131E-2,1.5930598688750131E-2,1.5930598688750131E-2,null,null,25.215064134694614,null,null,4.0556199304750861E-7,0,0,16.326643937779764]
[71,8.2271147161066038E-2,0.41135573580533025,{"$f":"IF('Calculation Sheet'!$D$59=\"YES\",(Vcc_max-C98)*ILIM_FINAL_TOL,(Vcc_max-C98)*($AE$13+IF(C98>=$AE$8,$AE$7,0)+(IF(C98>=$AE$6,C98,0)/$AE$5)+IF(C98>$AE$10,($AE$9/C98),0)))","v":5.7943268991526233},5.8180653273720075,0.5469505360435436,3.5359435813554718E-2,3.8140686926979583E-5,7.6817103001403098E-4,1.7534943234549516E-3,3.2055050474247078,9.1298866694335956E-3,2.3568171346530775E-3,1.8221226903758492E-4,6.093802072726362E-6,3.8927274523814503E-6,41.62315061296426,0.10561039716008214,0.10560958880086613,0.10699753510917542,1.6153896543420032E-2,1.6153896543420032E-2,1.6153896543420032E-2,1.6153896543420032E-2,null,null,25.218070075836668,null,null,4.1135573580533027E-7,0,0,16.405080537127592]
[72,8.3429895712630348E-2,0.41714947856315177,{"$f":"IF('Calculation Sheet'!$D$59=\"YES\",(Vcc_max-C99)*ILIM_FINAL_TOL,(Vcc_max-C99)*($AE$13+IF(C99>=$AE$8,$AE$7,0)+(IF(C99>=$AE$6,C99,0)/$AE$5)+IF(C99>$AE$10,($AE$9/C99),0)))","v":5.7914300924984792},5.8152639737897909,0.55413960536773921,3.5847116954609959E-2,3.8668380576645234E-5,7.7879833672689358E-4,1.7526181223344039E-3,3.2340324558067928,9.2561010692246981E-3,2.3894180718846414E-3,1.8473322601852971E-4,6.1781128186666479E-6,3.9465852603726148E-6,41.703815639087587,0.10705782768661543,0.1070570083543485,0.10846379290239039,1.6377073886533644E-2,1.6377073886533644E-2,1.6377073886533644E-2,1.6377073886533644E-2,null,null,25.221074152488487,null,null,4.1714947856315177E-7,0,0,16.4827414865991]
[73,8.4588644264194657E-2,0.42294322132097334,{"$f":"IF('Calculation Sheet'!$D$59=\"YES\",(Vcc_max-C100)*ILIM_FINAL_TOL,(Vcc_max-C100)*($AE$13+IF(C100>=$AE$8,$AE$7,0)+(IF(C100>=$AE$6,C100,0)/$AE$5)+IF(C100>$AE$10,($AE$9/C100),0)))","v":5.7885332857772003},5.812451355864269,0.56131485672718728,3.6334511490317745E-2,3.9195810361825068E-5,7.8942031024187287E-4,1.7517419211943164E-3,3.2622135864352244,9.3822495164150865E-3,2.42200252052438E-3,1.872529215400931E-4,6.2623814134354916E-6,4.0004161423468076E-6,41.783713180316823,0.10850415287040427,0.10850332257641515,0.10992892584827541,1.6600130722743245E-2,1.6600130722743245E-2,1.6600130722743245E-2,1.6600130722743245E-2,null,null,25.224076364900522,null,null,4.2294322132097333E-7,0,0,16.559636815416301]
[74,8.5747392815758966E-2,0.42873696407879486,{"$f":"IF('Calculation Sheet'!$D$59=\"YES\",(Vcc_max-C101)*ILIM_FINAL_TOL,(Vcc_max-C101)*($AE$13+IF(C101>=$AE$8,$AE$7,0)+(IF(C101>=$AE$6,C101,0)/$AE$5)+IF(C101>$AE$10,($AE$9/C101),0)))","v":5.7856364789887866},5.8096288028839744,0.56847630905283797,3.682161944494311E-2,3.9722976283407263E-5,8.0003695056962698E-4,1.7508657200329125E-3,3.2900522551017191,9.5083320124418336E-3,2.4545704806637758E-3,1.8977135560227509E-4,6.3466078570328932E-6,4.0542200974158504E-6,41.86285293224892,0.10994937299267349,0.10994853174828556,0.11139293423681185,1.6823067056701113E-2,1.6823067056701113E-2,1.6823067056701113E-2,1.6823067056701113E-2,null,null,25.227076713323154,null,null,4.2873696407879488E-7,0,0,16.635776218925766]
[75,8.6906141367323275E-2,0.43453070683661643,{"$f":"IF('Calculation Sheet'!$D$59=\"YES\",(Vcc_max-C102)*ILIM_FINAL_TOL,(Vcc_max-C102)*($AE$13+IF(C102>=$AE$8,$AE$7,0)+(IF(C102>=$AE$6,C102,0)/$AE$5)+IF(C102>$AE$10,($AE$9/C102),0)))","v":5.7827396721332391},5.8067974872691259,0.5756239812497066,3.7308440842748425E-2,4.0249878340503642E-5,8.106482577190377E-4,1.7499895188510806E-3,3.3175522355500444,9.6343485587429001E-3,2.4871219523960875E-3,1.9228852820596387E-4,6.4307921485706743E-6,4.1079971264679216E-6,41.94124428670824,0.11139348833457685,0.11139263615110906,0.11285581835790559,1.7045882893058639E-2,1.7045882893058639E-2,1.7045882893058639E-2,1.7045882893058639E-2,null,null,25.230075198006713,null,null,4.3453070683661643E-7,0,0,16.711169088701528]
[76,8.8064889918887584E-2,0.44032444959443795,{"$f":"IF('Calculation Sheet'!$D$59=\"YES\",(Vcc_max-C103)*ILIM_FINAL_TOL,(Vcc_max-C103)*($AE$13+IF(C103>=$AE$8,$AE$7,0)+(IF(C103>=$AE$6,C103,0)/$AE$5)+IF(C103>$AE$10,($AE$9/C103),0)))","v":5.7798428652105542},5.8039584430835385,0.58275789219690832,3.7794975707994283E-2,4.0776516533114204E-5,8.2125423169987499E-4,1.7491133176497087E-3,3.3447172599393649,9.7602991567553588E-3,2.5196569358136855E-3,1.9480443935115943E-4,6.5149342889370132E-6,4.1617472295030211E-6,42.018896358399253,0.11283649917719707,0.11283563606596214,0.11431757850138879,1.7268578236467214E-2,1.7268578236467214E-2,1.7268578236467214E-2,1.7268578236467214E-2,null,null,25.233071819201481,null,null,4.4032444959443794E-7,0,0,16.785824539197773]
[77,8.9223638470451894E-2,0.44611819235225952,{"$f":"IF('Calculation Sheet'!$D$59=\"YES\",(Vcc_max-C104)*ILIM_FINAL_TOL,(Vcc_max-C104)*($AE$13+IF(C104>=$AE$8,$AE$7,0)+(IF(C104>=$AE$6,C104,0)/$AE$5)+IF(C104>$AE$10,($AE$9/C104),0)))","v":5.7769460582207373},5.8011125823619532,0.589878060747691,3.8281224064939501E-2,4.1302890862127128E-5,8.3185487252190882E-4,1.7482371164279087E-3,3.3715510193024807,9.8861838079171704E-3,2.5521754310080524E-3,1.9731908903874995E-4,6.59903427813191E-6,4.215470406521149E-6,42.095818008515394,0.11427840580154403,0.11427753177385025,0.11577821495701812,1.7491153091578227E-2,1.7491153091578227E-2,1.7491153091578227E-2,1.7491153091578227E-2,null,null,25.236066577157676,null,null,4.4611819235225954E-7,0,0,16.859751431357719]
[78,9.0382387022016203E-2,0.45191193511008104,{"$f":"IF('Calculation Sheet'!$D$59=\"YES\",(Vcc_max-C105)*ILIM_FINAL_TOL,(Vcc_max-C105)*($AE$13+IF(C105>=$AE$8,$AE$7,0)+(IF(C105>=$AE$6,C105,0)/$AE$5)+IF(C105>$AE$10,($AE$9/C105),0)))","v":5.7740492511637838},5.7982607095105969,0.59698450572947515,3.8767185937839344E-2,4.1829001326654236E-5,8.4245018019490914E-4,1.7473609151856806E-3,3.3980571639990198,1.001200251366452E-2,2.5846774380724469E-3,1.9983247726962361E-4,6.6830921152671863E-6,4.2691666575223053E-6,42.172017865661957,0.11571920848855655,0.11571832355570777,0.11723772801447563,1.7713607463043068E-2,1.7713607463043068E-2,1.7713607463043068E-2,1.7713607463043068E-2,null,null,25.239059472125458,null,null,4.5191193511008104E-7,0,0,16.932958393536499]
[79,9.1541135573580512E-2,0.45770567786790262,{"$f":"IF('Calculation Sheet'!$D$59=\"YES\",(Vcc_max-C106)*ILIM_FINAL_TOL,(Vcc_max-C106)*($AE$13+IF(C106>=$AE$8,$AE$7,0)+(IF(C106>=$AE$6,C106,0)/$AE$5)+IF(C106>$AE$10,($AE$9/C106),0)))","v":5.7711524440396955},5.7954035340083383,0.60407724594388679,3.9252861350949075E-2,4.2354847927583705E-5,8.5304015472864592E-4,1.7464847139230244E-3,3.4242393041636321,1.0137755275435367E-2,2.6171629570992394E-3,2.0234460404378041E-4,6.7671078012310204E-6,4.3228359825064899E-6,42.24750434440881,0.11715890751910241,0.11715801169239715,0.11869611796336876,1.7935941355512242E-2,1.7935941355512242E-2,1.7935941355512242E-2,1.7935941355512242E-2,null,null,25.242050504354953,null,null,4.577056778679026E-7,0,0,17.005453840053857]
[80,9.2699884125144821E-2,0.46349942062572419,{"$f":"IF('Calculation Sheet'!$D$59=\"YES\",(Vcc_max-C107)*ILIM_FINAL_TOL,(Vcc_max-C107)*($AE$13+IF(C107>=$AE$8,$AE$7,0)+(IF(C107>=$AE$6,C107,0)/$AE$5)+IF(C107>$AE$10,($AE$9/C107),0)))","v":5.7682556368484716},5.7925416816089932,0.61115630016679301,3.9738250328521296E-2,4.2880430664915536E-5,8.6362479613200094E-4,1.7456085126399401E-3,3.4501010101492482,1.0263442094666786E-2,2.6496319881808006E-3,2.0485546936122034E-4,6.8510813360234124E-6,4.3764783814737029E-6,42.322285661751657,0.11859750317397655,0.11859659646470888,0.12015338509323037,1.8158154773637136E-2,1.8158154773637136E-2,1.8158154773637136E-2,1.8158154773637136E-2,null,null,25.245039674096208,null,null,4.634994206257242E-7,0,0,17.077245987655449]
[81,9.3858632676709131E-2,0.46929316338354565,{"$f":"IF('Calculation Sheet'!$D$59=\"YES\",(Vcc_max-C108)*ILIM_FINAL_TOL,(Vcc_max-C108)*($AE$13+IF(C108>=$AE$8,$AE$7,0)+(IF(C108>=$AE$6,C108,0)/$AE$5)+IF(C108>$AE$10,($AE$9/C108),0)))","v":5.7653588295901139},5.7896757042216525,0.61822168714833658,4.0223352894805942E-2,4.3405749537761551E-5,8.7420410441563234E-4,1.7447323113364277E-3,3.4756458129654519,1.0389062972796737E-2,2.682084531409501E-3,2.0736507322371978E-4,6.9350127187561839E-6,4.4300938544239443E-6,42.396369851727691,0.12003499573390464,0.12003407815336242,0.12160952969351779,1.8380247722068255E-2,1.8380247722068255E-2,1.8380247722068255E-2,1.8380247722068255E-2,null,null,25.248026981599228,null,null,4.6929316338354565E-7,0,0,17.148342870128463]
[82,9.501738122827344E-2,0.47508690614136723,{"$f":"IF('Calculation Sheet'!$D$59=\"YES\",(Vcc_max-C109)*ILIM_FINAL_TOL,(Vcc_max-C109)*($AE$13+IF(C109>=$AE$8,$AE$7,0)+(IF(C109>=$AE$6,C109,0)/$AE$5)+IF(C109>$AE$10,($AE$9/C109),0)))","v":5.7624620222646215},5.786806088625041,0.62527342561297239,4.070816907405117E-2,4.3930804547009927E-5,8.8477807958842192E-4,1.7438561100133754E-3,3.500877204712022,1.0514617911261404E-2,2.7145205868777111E-3,2.098734156312787E-4,7.0189019503175132E-6,4.4836824013572141E-6,42.46976477840213,0.12147138547953951,0.12147045703900616,0.12306455205361555,1.8602220205456099E-2,1.8602220205456099E-2,1.8602220205456099E-2,1.8602220205456099E-2,null,null,25.251012427113952,null,null,4.7508690614136721E-7,0,0,17.218752351288177]
[83,9.6176129779837749E-2,0.4808806488991888,{"$f":"IF('Calculation Sheet'!$D$59=\"YES\",(Vcc_max-C110)*ILIM_FINAL_TOL,(Vcc_max-C110)*($AE$13+IF(C110>=$AE$8,$AE$7,0)+(IF(C110>=$AE$6,C110,0)/$AE$5)+IF(C110>$AE$10,($AE$9/C110),0)))","v":5.7595652148719934},5.7839332641535028,0.63231153425950293,4.1192698890502477E-2,4.4455595691772487E-5,8.953467216610278E-4,1.7429799086698949E-3,3.5257986390076974,1.064010691149786E-2,2.7469401546786898E-3,2.1238049658389713E-4,7.1027490307074004E-6,4.5372440222735122E-6,42.542478147416958,0.12290667269146294,0.12290573340221655,0.12451845246283177,1.8824072228450284E-2,1.8824072228450284E-2,1.8824072228450284E-2,1.8824072228450284E-2,null,null,25.253996010890276,null,null,4.8088064889918881E-7,0,0,17.288482136526682]
[84,9.7334878331402072E-2,0.48667439165701043,{"$f":"IF('Calculation Sheet'!$D$59=\"YES\",(Vcc_max-C111)*ILIM_FINAL_TOL,(Vcc_max-C111)*($AE$13+IF(C111>=$AE$8,$AE$7,0)+(IF(C111>=$AE$6,C111,0)/$AE$5)+IF(C111>$AE$10,($AE$9/C111),0)))","v":5.7566684074122314},5.781057609475968,0.63933603176111209,4.1676942368405356E-2,4.4980122972937409E-5,9.0591003064233178E-4,1.7421037073050982E-3,3.5504135314142182,1.0765529974944066E-2,2.7793432349039193E-3,2.1488631608246322E-4,7.186553959037667E-6,4.5907787162846603E-6,42.614517516270546,0.12434085765018565,0.12433990752349899,0.12597123121040177,1.9045803795702199E-2,1.9045803795702199E-2,1.9045803795702199E-2,1.9045803795702199E-2,null,null,25.256977733178051,null,null,4.8667439165701042E-7,0,0,17.357539783092495]
[85,9.8493626882966381E-2,0.492468134414832,{"$f":"IF('Calculation Sheet'!$D$59=\"YES\",(Vcc_max-C112)*ILIM_FINAL_TOL,(Vcc_max-C112)*($AE$13+IF(C112>=$AE$8,$AE$7,0)+(IF(C112>=$AE$6,C112,0)/$AE$5)+IF(C112>$AE$10,($AE$9/C112),0)))","v":5.7537715998853329},5.7781794585749378,0.64634693676540067,4.2160899532000862E-2,4.5504386390504692E-5,9.1646800654210381E-4,1.7412275059207616E-3,3.5747252598556916,1.0890887103036206E-2,2.8117298276457703E-3,2.1739087412786517E-4,7.2703167361964915E-6,4.6442864842788367E-6,42.685890303476754,0.12577394063614644,0.12577297968328782,0.12742288858548445,1.926741491186057E-2,1.926741491186057E-2,1.926741491186057E-2,1.926741491186057E-2,null,null,25.259957594227039,null,null,4.9246813441483203E-7,0,0,17.425932709249714]
[86,9.9652375434530691E-2,0.49826187717265347,{"$f":"IF('Calculation Sheet'!$D$59=\"YES\",(Vcc_max-C113)*ILIM_FINAL_TOL,(Vcc_max-C113)*($AE$13+IF(C113>=$AE$8,$AE$7,0)+(IF(C113>=$AE$6,C113,0)/$AE$5)+IF(C113>$AE$10,($AE$9/C113),0)))","v":5.7508747922913015},5.7752991060198964,0.65334426789442279,4.2644570405529159E-2,4.6028385943586159E-5,9.2702064937011386E-4,1.7403513045159968E-3,3.5987371650333393,1.1016178297211354E-2,2.8440999329966132E-3,2.1989417072010298E-4,7.3540373621838739E-6,4.6977673262560415E-6,42.756603796734886,0.12720592192971214,0.12720495016194544,0.12887342487716502,1.9488905581575899E-2,1.9488905581575899E-2,1.9488905581575899E-2,1.9488905581575899E-2,null,null,25.262935594286976,null,null,4.9826187717265342E-7,0,0,17.49366820244791]
[87,0.100811123986095,0.50405561993047499,{"$f":"IF('Calculation Sheet'!$D$59=\"YES\",(Vcc_max-C114)*ILIM_FINAL_TOL,(Vcc_max-C114)*($AE$13+IF(C114>=$AE$8,$AE$7,0)+(IF(C114>=$AE$6,C114,0)/$AE$5)+IF(C114>$AE$10,($AE$9/C114),0)))","v":5.7479779846301335},5.7724168116184114,0.66032804374471876,4.3127955013227748E-2,4.6552121633069987E-5,9.3756795913613189E-4,1.739475103090804E-3,3.6224525508356731,1.1141403558906582E-2,2.8764535510497069E-3,2.2239620586006481E-4,7.4377158369998142E-6,4.7512212422162747E-6,42.826665160226121,0.12863680181117942,0.12863581923976231,0.13032284037445496,1.9710275809496913E-2,1.9710275809496913E-2,1.9710275809496913E-2,1.9710275809496913E-2,null,null,25.265911733607524,null,null,5.0405561993047503E-7,0,0,17.560753426618597]
[88,0.10196987253765931,0.50984936268829661,{"$f":"IF('Calculation Sheet'!$D$59=\"YES\",(Vcc_max-C115)*ILIM_FINAL_TOL,(Vcc_max-C115)*($AE$13+IF(C115>=$AE$8,$AE$7,0)+(IF(C115>=$AE$6,C115,0)/$AE$5)+IF(C115>$AE$10,($AE$9/C115),0)))","v":5.7450811769018317},5.7695328045183585,0.6672982828873506,4.3611053379333242E-2,4.7075593458956178E-5,9.4810993584903969E-4,1.7385989016460712E-3,3.6458746847441503,1.126656288955985E-2,2.9087906818965337E-3,2.2489697954775068E-4,7.5213521597561339E-6,4.8046482321595363E-6,42.896081441138371,0.13006658056077391,0.13006558719695871,0.13177113536628937,1.9931525600273226E-2,1.9931525600273226E-2,1.9931525600273226E-2,1.9931525600273226E-2,null,null,25.268886012438312,null,null,5.0984936268829663E-7,0,0,17.627195428700059]
[89,0.10312862108922362,0.51564310544611813,{"$f":"IF('Calculation Sheet'!$D$59=\"YES\",(Vcc_max-C116)*ILIM_FINAL_TOL,(Vcc_max-C116)*($AE$13+IF(C116>=$AE$8,$AE$7,0)+(IF(C116>=$AE$6,C116,0)/$AE$5)+IF(C116>$AE$10,($AE$9/C116),0)))","v":5.7421843691063943},5.7666472868260517,0.67425500386793935,4.409386552807959E-2,4.7598801420356551E-5,9.5864657951949539E-4,1.7377227001800222E-3,3.6690067982343604,1.1391656290607344E-2,2.9411113256303523E-3,2.2739649178404875E-4,7.6049463313410115E-6,4.8580482960858262E-6,42.964859575510054,0.1314952584586484,0.13149425431368389,0.13321831014153052,2.015265495855445E-2,2.015265495855445E-2,2.015265495855445E-2,2.015265495855445E-2,null,null,25.271858431028893,null,null,5.1564310544611814E-7,0,0,17.693001144481162]
[90,0.10428736964078793,0.52143684820393976,{"$f":"IF('Calculation Sheet'!$D$59=\"YES\",(Vcc_max-C117)*ILIM_FINAL_TOL,(Vcc_max-C117)*($AE$13+IF(C117>=$AE$8,$AE$7,0)+(IF(C117>=$AE$6,C117,0)/$AE$5)+IF(C117>$AE$10,($AE$9/C117),0)))","v":5.7392875612438221},5.7637604367973925,0.68119822520669615,4.4576391483698075E-2,4.8121745518159287E-5,9.6917789015638078E-4,1.7368464986944332E-3,3.6918520871727902,1.1516683763485247E-2,2.9734154823426451E-3,2.2989474256984721E-4,7.688498351754447E-6,4.9114214339951445E-6,43.033006393471616,0.13292283578488551,0.13292182087001514,0.13466436498896517,2.0373663888989313E-2,2.0373663888989313E-2,2.0373663888989313E-2,2.0373663888989313E-2,null,null,25.27482898962878,null,null,5.2143684820393974E-7,0,0,17.758177403842836]
[91,0.10544611819235224,0.52723059096176117,{"$f":"IF('Calculation Sheet'!$D$59=\"YES\",(Vcc_max-C118)*ILIM_FINAL_TOL,(Vcc_max-C118)*($AE$13+IF(C118>=$AE$8,$AE$7,0)+(IF(C118>=$AE$6,C118,0)/$AE$5)+IF(C118>$AE$10,($AE$9/C118),0)))","v":5.7363907533141152},5.7608724116524437,0.68812796539845955,4.5058631270418203E-2,4.8644425752364384E-5,9.7970386776946583E-4,1.7359702971875279E-3,3.7144137122092165,1.1641645309631521E-2,3.0057031521266708E-3,2.3239173190514606E-4,7.7720082201082619E-6,4.9647676458874912E-6,43.100528623955398,0.1343493128194968,0.13434828714595781,0.13610930019730638,2.0594552396227428E-2,2.0594552396227428E-2,2.0594552396227428E-2,2.0594552396227428E-2,null,null,25.277797688487428,null,null,5.2723059096176114E-7,0,0,17.82273093546797]
[92,0.10660486674391655,0.5330243337195828,{"$f":"IF('Calculation Sheet'!$D$59=\"YES\",(Vcc_max-C119)*ILIM_FINAL_TOL,(Vcc_max-C119)*($AE$13+IF(C119>=$AE$8,$AE$7,0)+(IF(C119>=$AE$6,C119,0)/$AE$5)+IF(C119>$AE$10,($AE$9/C119),0)))","v":5.7334939453172726},5.7579833500578479,0.69504424291272926,4.5540584912468596E-2,4.9166842122971843E-5,9.9022451236940867E-4,1.7350940956610827E-3,3.7366947991647748,1.176654093048235E-2,3.0379743350748001E-3,2.348874597899453E-4,7.8554759372906346E-6,5.0180869317628662E-6,43.167432898935402,0.13577468984242191,0.13577365342144709,0.1375531160551926,2.0815320484916633E-2,2.0815320484916633E-2,2.0815320484916633E-2,2.0815320484916633E-2,null,null,25.280764527854235,null,null,5.3302433371958285E-7,0,0,17.886668371081168]
[93,0.10776361529548086,0.53881807647740432,{"$f":"IF('Calculation Sheet'!$D$59=\"YES\",(Vcc_max-C120)*ILIM_FINAL_TOL,(Vcc_max-C120)*($AE$13+IF(C120>=$AE$8,$AE$7,0)+(IF(C120>=$AE$6,C120,0)/$AE$5)+IF(C120>$AE$10,($AE$9/C120),0)))","v":5.7305971372532962},5.7550933743163055,0.70194707619370256,4.6022252434074318E-2,4.9688994629981664E-5,1.0007398239650911E-3,1.7342178941142095E-3,3.7586984394157525,1.1891370627474807E-2,3.0702290312794034E-3,2.3738192622602128E-4,7.9389015033015653E-6,5.0713792907330912E-6,43.2337257572513,0.13719896713352941,0.13719791997634712,0.13899581285118767,2.1035968159705654E-2,2.1035968159705654E-2,2.1035968159705654E-2,2.1035968159705654E-2,null,null,25.283729507978538,null,null,5.3881807647740435E-7,0,0,17.949996249272761]
[94,0.10892236384704516,0.54461181923522595,{"$f":"IF('Calculation Sheet'!$D$59=\"YES\",(Vcc_max-C121)*ILIM_FINAL_TOL,(Vcc_max-C121)*($AE$13+IF(C121>=$AE$8,$AE$7,0)+(IF(C121>=$AE$6,C121,0)/$AE$5)+IF(C121>$AE$10,($AE$9/C121),0)))","v":5.7277003291221842},5.7522025922976683,0.70883648366030538,4.650363385945866E-2,5.0210883272505669E-5,1.0112498025662831E-3,1.7333416925469081E-3,3.780427690273152,1.2016134402045964E-2,3.1024672408319631E-3,2.39875131213374E-4,8.0222849172528754E-6,5.1246447236863446E-6,43.299413648065382,0.13862214497261682,0.13862108709044918,0.14043739087378082,2.1256495425242328E-2,2.1256495425242328E-2,2.1256495425242328E-2,2.1256495425242328E-2,null,null,25.286692629109623,null,null,5.4461181923522596E-7,0,0,18.012721018955759]
[95,0.11008111239860947,0.55040556199304747,{"$f":"IF('Calculation Sheet'!$D$59=\"YES\",(Vcc_max-C122)*ILIM_FINAL_TOL,(Vcc_max-C122)*($AE$13+IF(C122>=$AE$8,$AE$7,0)+(IF(C122>=$AE$6,C122,0)/$AE$5)+IF(C122>$AE$10,($AE$9/C122),0)))","v":5.7248035209239383},5.7493110991421519,0.71571248370623053,4.6984729212843135E-2,5.0732508051432035E-5,1.0217544481818663E-3,1.7324654909600667E-3,3.8018855753580718,1.2140832255632006E-2,3.134688963825738E-3,2.4236707475200348E-4,8.1056261800327434E-6,5.1778832306226263E-6,43.364502933994267,0.14004422363940972,0.14004315504347531,0.14187785041138756,2.1476902286175381E-2,2.1476902286175381E-2,2.1476902286175381E-2,2.1476902286175381E-2,null,null,25.28965389149673,null,null,5.5040556199304746E-7,0,0,18.074849042497537]
[96,0.1112398609501738,0.55619930475086898,{"$f":"IF('Calculation Sheet'!$D$59=\"YES\",(Vcc_max-C123)*ILIM_FINAL_TOL,(Vcc_max-C123)*($AE$13+IF(C123>=$AE$8,$AE$7,0)+(IF(C123>=$AE$6,C123,0)/$AE$5)+IF(C123>$AE$10,($AE$9/C123),0)))","v":5.7219067126585559},5.7464189787625477,0.7225750946999705,4.7465538518448369E-2,5.1253868966760763E-5,1.0322537608224991E-3,1.7315892893519091E-3,3.8230750849729507,1.2265464189670006E-2,3.1668942003530987E-3,2.4485775684279787E-4,8.1889252916411692E-6,5.2310948115419365E-6,43.428999893953062,0.1414652034135635,0.14146412411507558,0.14331719175234792,2.1697188747152651E-2,2.1697188747152651E-2,2.1697188747152651E-2,2.1697188747152651E-2,null,null,25.292613295389028,null,null,5.5619930475086896E-7,0,0,18.136386598564034]
[97,0.11239860950173811,0.56199304750869061,{"$f":"IF('Calculation Sheet'!$D$59=\"YES\",(Vcc_max-C124)*ILIM_FINAL_TOL,(Vcc_max-C124)*($AE$13+IF(C124>=$AE$8,$AE$7,0)+(IF(C124>=$AE$6,C124,0)/$AE$5)+IF(C124>$AE$10,($AE$9/C124),0)))","v":5.7190099043260396},5.743526305169163,0.72942433498485304,4.7946061800490547E-2,5.1774966018491853E-5,1.0427477404979513E-3,1.7307130877242116E-3,3.8439991764687216,1.2390030205597036E-2,3.1990829505064156E-3,2.4734717748664536E-4,8.2721822511899745E-6,5.2842794664442749E-6,43.492910725745084,0.14288508457466254,0.14288399458482903,0.14475541518492907,2.1917354812821088E-2,2.1917354812821088E-2,2.1917354812821088E-2,2.1917354812821088E-2,null,null,25.295570841035651,null,null,5.6199304750869057E-7,0,0,18.197339884709432]
[98,0.11355735805330242,0.56778679026651213,{"$f":"IF('Calculation Sheet'!$D$59=\"YES\",(Vcc_max-C125)*ILIM_FINAL_TOL,(Vcc_max-C125)*($AE$13+IF(C125>=$AE$8,$AE$7,0)+(IF(C125>=$AE$6,C125,0)/$AE$5)+IF(C125>$AE$10,($AE$9/C125),0)))","v":5.7161130959263877},5.7406331436384059,0.736260222879074,4.8426299083184965E-2,5.2295799206625304E-5,1.0532363872171047E-3,1.7298368860751978E-3,3.8646607746079193,1.2514530304849281E-2,3.2312552143780593E-3,2.4983533668354596E-4,8.3553970595673377E-6,5.3374371953296418E-6,43.556241548426065,0.14430386740221923,0.14430276673224274,0.14619252099732272,2.2137400487829417E-2,2.2137400487829417E-2,2.2137400487829417E-2,2.2137400487829417E-2,null,null,25.298526528685663,null,null,5.6778679026651217E-7,0,0,18.257715019740402]
[99,0.11471610660486672,0.57358053302433365,{"$f":"IF('Calculation Sheet'!$D$59=\"YES\",(Vcc_max-C126)*ILIM_FINAL_TOL,(Vcc_max-C126)*($AE$13+IF(C126>=$AE$8,$AE$7,0)+(IF(C126>=$AE$6,C126,0)/$AE$5)+IF(C126>$AE$10,($AE$9/C126),0)))","v":5.713216287459602},5.7377395517434673,0.74308277667573375,4.8906250390746031E-2,5.2816368531161118E-5,1.0637197009897292E-3,1.7289606844066441E-3,3.8850627719237867,1.2638964488862925E-2,3.2634109920604004E-3,2.5232223443438784E-4,8.4385697167732587E-6,5.390567998198037E-6,43.61899840446889,0.14572155217567584,0.14572044083675362,0.14762850947764683,2.2357325776824588E-2,2.2357325776824588E-2,2.2357325776824588E-2,2.2357325776824588E-2,null,null,25.301480358588076,null,null,5.7358053302433367E-7,0,0,18.317518045880814]
[100,0.11587485515643103,0.57937427578215528,{"$f":"IF('Calculation Sheet'!$D$59=\"YES\",(Vcc_max-C127)*ILIM_FINAL_TOL,(Vcc_max-C127)*($AE$13+IF(C127>=$AE$8,$AE$7,0)+(IF(C127>=$AE$6,C127,0)/$AE$5)+IF(C127>$AE$10,($AE$9/C127),0)))","v":5.7103194789256797},5.7348455802633689,0.74989201464287003,4.9385915747383713E-2,5.3336673992099293E-5,1.0741976818255949E-3,1.7280844827176622E-3,3.905208029075423,1.2763332759075041E-2,3.2955502836458095E-3,2.5480787073917099E-4,8.5217002219195592E-6,5.4436718750494606E-6,43.681187261751148,0.14713813917440177,0.14713701717772754,0.14906338091394478,2.257713068445355E-2,2.257713068445355E-2,2.257713068445355E-2,2.257713068445355E-2,null,null,25.304432330991855,null,null,5.7937427578215528E-7,0,0,18.376754930759294]
[101,0.11703360370799534,0.5851680185399768,{"$f":"IF('Calculation Sheet'!$D$59=\"YES\",(Vcc_max-C128)*ILIM_FINAL_TOL,(Vcc_max-C128)*($AE$13+IF(C128>=$AE$8,$AE$7,0)+(IF(C128>=$AE$6,C128,0)/$AE$5)+IF(C128>$AE$10,($AE$9/C128),0)))","v":5.7074226703246236},5.7319512739847394,0.75668795502349173,4.9865295177307978E-2,5.385671558943983E-5,1.0846703297344717E-3,1.7272082810082523E-3,3.9250993751990215,1.2887635116922702E-2,3.3276730892275452E-3,2.5729224559878361E-4,8.6047885758944176E-6,5.4967488258839126E-6,43.74281401538591,0.14855362867769717,0.14855249603445841,0.1504971355941862,2.2796815215363253E-2,2.2796815215363253E-2,2.2796815215363253E-2,2.2796815215363253E-2,null,null,25.307382446145894,null,null,5.8516801853997678E-7,0,0,18.435431569240016]
[102,0.11819235225955965,0.59096176129779832,{"$f":"IF('Calculation Sheet'!$D$59=\"YES\",(Vcc_max-C129)*ILIM_FINAL_TOL,(Vcc_max-C129)*($AE$13+IF(C129>=$AE$8,$AE$7,0)+(IF(C129>=$AE$6,C129,0)/$AE$5)+IF(C129>$AE$10,($AE$9/C129),0)))","v":5.7045258616564336},5.7290566724089729,0.76347061603561617,5.0344388704726128E-2,5.4376493323182729E-5,1.0951376447261296E-3,1.7263320792784143E-3,3.944739608255234,1.3011871563841204E-2,3.35977940889709E-3,2.5977535901411386E-4,8.6878347786978338E-6,5.5497988498132145E-6,43.80388448941293,0.14996802096479023,0.14996687768617001,0.15192977380626616,2.3016379374201534E-2,2.3016379374201534E-2,2.3016379374201534E-2,2.3016379374201534E-2,null,null,25.310330704299055,null,null,5.9096176129779828E-7,0,0,18.493553785113875]
[103,0.11935110081112396,0.59675550405561983,{"$f":"IF('Calculation Sheet'!$D$59=\"YES\",(Vcc_max-C130)*ILIM_FINAL_TOL,(Vcc_max-C130)*($AE$13+IF(C130>=$AE$8,$AE$7,0)+(IF(C130>=$AE$6,C130,0)/$AE$5)+IF(C130>$AE$10,($AE$9/C130),0)))","v":5.7016290529211062},5.7261618103759337,0.77024001587230018,5.0823196353843691E-2,5.4896007193327989E-5,1.1055996268103385E-3,1.7254558775290363E-3,3.9641314953727069,1.313604210126762E-2,3.3918692427468145E-3,2.6225721098516175E-4,8.7708388294416295E-6,5.6028219477255448E-6,43.864404438366563,0.15138131631483898,0.15138016241201413,0.15336129583800506,2.3235823165614455E-2,2.3235823165614455E-2,2.3235823165614455E-2,2.3235823165614455E-2,null,null,25.313277105700131,null,null,5.9675550405561978E-7,0,0,18.551127332666432]
[104,0.12050984936268827,0.60254924681344146,{"$f":"IF('Calculation Sheet'!$D$59=\"YES\",(Vcc_max-C131)*ILIM_FINAL_TOL,(Vcc_max-C131)*($AE$13+IF(C131>=$AE$8,$AE$7,0)+(IF(C131>=$AE$6,C131,0)/$AE$5)+IF(C131>$AE$10,($AE$9/C131),0)))","v":5.6987322441186459},5.7232667186140613,0.77699617270167565,5.1301718148862641E-2,5.5415257199875612E-5,1.1160562759968684E-3,1.724579675758342E-3,3.9832777731878357,1.3260146730639022E-2,3.423942590869089E-3,2.6473780151281545E-4,8.8538007290139831E-6,5.6558181196209034E-6,43.924379548733299,0.15279351500692862,0.15279235049107331,0.15479170197714964,2.3455146594248077E-2,2.3455146594248077E-2,2.3455146594248077E-2,2.3455146594248077E-2,null,null,25.31622165059785,null,null,6.025492468134415E-7,0,0,18.608157898135449]
[105,0.12166859791425258,0.60834298957126298,{"$f":"IF('Calculation Sheet'!$D$59=\"YES\",(Vcc_max-C132)*ILIM_FINAL_TOL,(Vcc_max-C132)*($AE$13+IF(C132>=$AE$8,$AE$7,0)+(IF(C132>=$AE$6,C132,0)/$AE$5)+IF(C132>$AE$10,($AE$9/C132),0)))","v":5.6958354352490499},5.7203714242255552,0.78373910466698415,5.177995411398495E-2,5.5934243342825596E-5,1.1265075922946011E-3,1.7237034739681079E-3,4.002181148180771,1.3384185453391595E-2,3.4559994533571725E-3,2.6721713059707497E-4,8.9367204774148945E-6,5.7087873654992904E-6,43.983815440311879,0.15420461732007507,0.15420344220235638,0.156220992511372,2.367434966474935E-2,2.367434966474935E-2,2.367434966474935E-2,2.367434966474935E-2,null,null,25.319164339240913,null,null,6.08342989571263E-7,0,0,18.664651101070966]
[106,0.12282734646581689,0.6141367323290845,{"$f":"IF('Calculation Sheet'!$D$59=\"YES\",(Vcc_max-C133)*ILIM_FINAL_TOL,(Vcc_max-C133)*($AE$13+IF(C133>=$AE$8,$AE$7,0)+(IF(C133>=$AE$6,C133,0)/$AE$5)+IF(C133>$AE$10,($AE$9/C133),0)))","v":5.6929386263123201},5.717475951114305,0.79046882988660983,5.2257904273409039E-2,5.6452965622177942E-5,1.1369535757141946E-3,1.7228272721574456E-3,4.0208442970077236,1.3508158270961523E-2,3.4880398303025473E-3,2.6969519823882848E-4,9.0195980737561854E-6,5.7617296853607058E-6,44.042717667486038,0.1556146235332232,0.15561343782480375,0.15764916772827142,2.3893432381764335E-2,2.3893432381764335E-2,2.3893432381764335E-2,2.3893432381764335E-2,null,null,25.322105171877951,null,null,6.141367323290845E-7,0,0,18.720612495608087]
[107,0.1239860950173812,0.61993047508690602,{"$f":"IF('Calculation Sheet'!$D$59=\"YES\",(Vcc_max-C134)*ILIM_FINAL_TOL,(Vcc_max-C134)*($AE$13+IF(C134>=$AE$8,$AE$7,0)+(IF(C134>=$AE$6,C134,0)/$AE$5)+IF(C134>$AE$10,($AE$9/C134),0)))","v":5.6900418173084537},5.7145803203633214,0.79718536645411398,5.2735568651331555E-2,5.697142403793265E-5,1.1473942262645309E-3,1.721951070325467E-3,4.0392698668296108,1.3632065184784992E-2,3.520063721798472E-3,2.7217200443896417E-4,9.1024335189260341E-6,5.8146450792051496E-6,44.101091720419895,0.15702353392524504,0.1570223376372839,0.15907622791537079,2.4112394749939092E-2,2.4112394749939092E-2,2.4112394749939092E-2,2.4112394749939092E-2,null,null,25.325044148757534,null,null,6.19930475086906E-7,0,0,18.77604757166236]
[108,0.12514484356894551,0.62572421784472765,{"$f":"IF('Calculation Sheet'!$D$59=\"YES\",(Vcc_max-C135)*ILIM_FINAL_TOL,(Vcc_max-C135)*($AE$13+IF(C135>=$AE$8,$AE$7,0)+(IF(C135>=$AE$6,C135,0)/$AE$5)+IF(C135>$AE$10,($AE$9/C135),0)))","v":5.6871450082374544},5.7116845505676253,0.80388873243826975,5.3212947271948252E-2,5.7489618590089719E-5,1.1578295439553798E-3,1.7210748684748367E-3,4.0574604756370762,1.3755906196298184E-2,3.5520711279364292E-3,2.7464754919748202E-4,9.1852268129244408E-6,5.8675335470326218E-6,44.158943026183941,0.15843134877494425,0.15843014191859339,0.16050217336012107,2.4331236773918796E-2,2.4331236773918796E-2,2.4331236773918796E-2,2.4331236773918796E-2,null,null,25.327981270128188,null,null,6.2572421784472761E-7,0,0,18.830961756055753]
[109,0.12630359212050982,0.63151796060254917,{"$f":"IF('Calculation Sheet'!$D$59=\"YES\",(Vcc_max-C136)*ILIM_FINAL_TOL,(Vcc_max-C136)*($AE$13+IF(C136>=$AE$8,$AE$7,0)+(IF(C136>=$AE$6,C136,0)/$AE$5)+IF(C136>$AE$10,($AE$9/C136),0)))","v":5.6842481990993177},5.7087886581278529,0.81057894588309587,5.3690040159451335E-2,5.8007549278649151E-5,1.1682595287965114E-3,1.7201986666028901E-3,4.0754187125719303,1.3879681306938174E-2,3.5840620488096775E-3,2.7712183251438205E-4,9.2679779548632268E-6,5.9203950888431223E-6,44.216276949819189,0.15983806836105163,0.15983685094745947,0.16192700434989771,2.4549958458349508E-2,2.4549958458349508E-2,2.4549958458349508E-2,2.4549958458349508E-2,null,null,25.330916536238369,null,null,6.3151796060254921E-7,0,0,18.88536041358082]
[110,0.12746234067207413,0.63731170336037068,{"$f":"IF('Calculation Sheet'!$D$59=\"YES\",(Vcc_max-C137)*ILIM_FINAL_TOL,(Vcc_max-C137)*($AE$13+IF(C137>=$AE$8,$AE$7,0)+(IF(C137>=$AE$6,C137,0)/$AE$5)+IF(C137>$AE$10,($AE$9/C137),0)))","v":5.681351389894048},5.7058926575092146,0.81725602480788861,5.416684733803212E-2,5.8525216103610944E-5,1.1786841807976955E-3,1.7193224647105154E-3,4.0931471382450502,1.4003390518140257E-2,3.6160364845096993E-3,2.7959485439144061E-4,9.3506869456305708E-6,5.9732297046366511E-6,44.273098795346037,0.16124369296222785,0.16124246500253658,0.16335072117200244,2.47685598078764E-2,2.47685598078764E-2,2.47685598078764E-2,2.47685598078764E-2,null,null,25.333849947336503,null,null,6.3731170336037071E-7,0,0,18.939248848009534]
[111,0.12862108922363844,0.64310544611819231,{"$f":"IF('Calculation Sheet'!$D$59=\"YES\",(Vcc_max-C138)*ILIM_FINAL_TOL,(Vcc_max-C138)*($AE$13+IF(C138>=$AE$8,$AE$7,0)+(IF(C138>=$AE$6,C138,0)/$AE$5)+IF(C138>$AE$10,($AE$9/C138),0)))","v":5.6784545806216427},5.7029965614698925,0.82391998720725912,5.4643368831878369E-2,5.9042619065863278E-5,1.1891034999687022E-3,1.7184462627977126E-3,4.1106482850507735,1.4127033831341507E-2,3.6479944351297533E-3,2.8206661482776951E-4,9.4333537852264726E-6,6.02603739352503E-6,44.329413806723451,0.16264822285706249,0.16264698436241076,0.16477332411366241,2.4987040827145535E-2,2.4987040827145535E-2,2.4987040827145535E-2,2.4987040827145535E-2,null,null,25.336781503670945,null,null,6.4310544611819232E-7,0,0,18.992632303052506]
[112,0.12977983777520274,0.64889918887601383,{"$f":"IF('Calculation Sheet'!$D$59=\"YES\",(Vcc_max-C139)*ILIM_FINAL_TOL,(Vcc_max-C139)*($AE$13+IF(C139>=$AE$8,$AE$7,0)+(IF(C139>=$AE$6,C139,0)/$AE$5)+IF(C139>$AE$10,($AE$9/C139),0)))","v":5.6755577712821017},5.7001003812624846,0.83057085105116357,5.5119604665177846E-2,5.9559758164517973E-5,1.1995174863193014E-3,1.7175700608653699E-3,4.1279246574778306,1.4250611247978107E-2,3.6799359007622101E-3,2.8453711382514513E-4,9.5159784727627539E-6,6.0788181563964372E-6,44.385227168763777,0.16405165832407409,0.16405040930559434,0.16619481346203191,2.5205401520801196E-2,2.5205401520801196E-2,2.5205401520801196E-2,2.5205401520801196E-2,null,null,25.339711205490005,null,null,6.4889918887601382E-7,0,0,19.045515963273772]
[113,0.13093858632676705,0.65469293163383524,{"$f":"IF('Calculation Sheet'!$D$59=\"YES\",(Vcc_max-C140)*ILIM_FINAL_TOL,(Vcc_max-C140)*($AE$13+IF(C140>=$AE$8,$AE$7,0)+(IF(C140>=$AE$6,C140,0)/$AE$5)+IF(C140>$AE$10,($AE$9/C140),0)))","v":5.6726609618754269},5.6972041268116795,0.83720863428494052,5.559555486211476E-2,6.007663339957503E-5,1.2099261398583749E-3,1.7166938589125991E-3,4.1449787324168472,1.4374122769486242E-2,3.7118608814994403E-3,2.8700635138356745E-4,9.598561009127593E-6,6.1315719932508728E-6,44.440544008007343,0.16545399964171104,0.16545274011053124,0.16761518950419063,2.5423641893488558E-2,2.5423641893488558E-2,2.5423641893488558E-2,2.5423641893488558E-2,null,null,25.342639053041914,null,null,6.5469293163383522E-7,0,0,19.097904954965429]
[114,0.13209733487833136,0.66048667439165687,{"$f":"IF('Calculation Sheet'!$D$59=\"YES\",(Vcc_max-C141)*ILIM_FINAL_TOL,(Vcc_max-C141)*($AE$13+IF(C141>=$AE$8,$AE$7,0)+(IF(C141>=$AE$6,C141,0)/$AE$5)+IF(C141>$AE$10,($AE$9/C141),0)))","v":5.6697641524016174},5.6943078068709614,0.84383335482934108,5.6071219446871545E-2,6.0593244771034449E-5,1.2203294605965809E-3,1.7158176569394001E-3,4.1618129594644637,1.4497568397301208E-2,3.7437693774329261E-3,2.8947432750303648E-4,9.68110139432099E-6,6.1842989040883367E-6,44.495369393561198,0.16685524708835064,0.16685397705559346,0.16903445252714366,2.5641761949851904E-2,2.5641761949851904E-2,2.5641761949851904E-2,2.5641761949851904E-2,null,null,25.345565046574883,null,null,6.6048667439165682E-7,0,0,19.149804346986315]
[115,0.13325608342989567,0.66628041714947839,{"$f":"IF('Calculation Sheet'!$D$59=\"YES\",(Vcc_max-C142)*ILIM_FINAL_TOL,(Vcc_max-C142)*($AE$13+IF(C142>=$AE$8,$AE$7,0)+(IF(C142>=$AE$6,C142,0)/$AE$5)+IF(C142>$AE$10,($AE$9/C142),0)))","v":5.6668673428606731},5.6914114291608211,0.8504450305805662,5.6546598443628859E-2,6.110959227889623E-5,1.230727448542801E-3,1.7149414549457731E-3,4.1784297612240975,1.4620948132860079E-2,3.7756613886559265E-3,2.9194104218532857E-4,9.7635996274547665E-6,6.236998888908829E-6,44.549708337905351,0.16825540094229829,0.16825412041908194,0.17045260281782326,2.5859761694536409E-2,2.5859761694536409E-2,2.5859761694536409E-2,2.5859761694536409E-2,null,null,25.348489186337048,null,null,6.6628041714947843E-7,0,0,19.201219151568303]
[116,0.13441483198146001,0.67207415990730013,{"$f":"IF('Calculation Sheet'!$D$59=\"YES\",(Vcc_max-C143)*ILIM_FINAL_TOL,(Vcc_max-C143)*($AE$13+IF(C143>=$AE$8,$AE$7,0)+(IF(C143>=$AE$6,C143,0)/$AE$5)+IF(C143>$AE$10,($AE$9/C143),0)))","v":5.6639705332525923},5.6885150004906606,0.85704367941029691,5.7021691876565583E-2,6.1625675924048551E-5,1.2411201037068054E-3,1.714065252931718E-3,4.1948315336033941,1.4744261977599038E-2,3.8075369152608118E-3,2.9440649542955555E-4,9.8460557094171008E-6,6.2896719477123497E-6,44.603565797669418,0.16965446148179009,0.16965317047922746,0.17186964066308708,2.607764113218547E-2,2.607764113218547E-2,2.607764113218547E-2,2.607764113218547E-2,null,null,25.351411472576487,null,null,6.7207415990730014E-7,0,0,19.252154325092931]
[117,0.13557358053302432,0.67786790266512165,{"$f":"IF('Calculation Sheet'!$D$59=\"YES\",(Vcc_max-C144)*ILIM_FINAL_TOL,(Vcc_max-C144)*($AE$13+IF(C144>=$AE$8,$AE$7,0)+(IF(C144>=$AE$6,C144,0)/$AE$5)+IF(C144>$AE$10,($AE$9/C144),0)))","v":5.6610737235773776},5.6856185268663104,0.86362931916572983,5.7496499769857046E-2,6.2141495705603234E-5,1.2515074260983639E-3,1.7131890508972347E-3,4.2110206461084001,1.4867509932953382E-2,3.8393959573399528E-3,2.9687068723749377E-4,9.9284696402079931E-6,6.3423180804988988E-6,44.656946674382709,0.17105242898499018,0.17105112751418883,0.17328556634971815,2.6295400267444258E-2,2.6295400267444258E-2,2.6295400267444258E-2,2.6295400267444258E-2,null,null,25.354331905541237,null,null,6.7786790266512164E-7,0,0,19.302614768841472]
[118,0.13673232908458863,0.68366164542294316,{"$f":"IF('Calculation Sheet'!$D$59=\"YES\",(Vcc_max-C145)*ILIM_FINAL_TOL,(Vcc_max-C145)*($AE$13+IF(C145>=$AE$8,$AE$7,0)+(IF(C145>=$AE$6,C145,0)/$AE$5)+IF(C145>$AE$10,($AE$9/C145),0)))","v":5.6581769138350282},5.6827220135848577,0.87020196766961089,5.7971022147678575E-2,6.2657051623560278E-5,1.2618894157272464E-3,1.7123128488423234E-3,4.2269994421344945,1.4990692000359296E-2,3.8712385149857198E-3,2.9933361760914323E-4,1.0010841418939265E-5,6.3949372872684762E-6,44.709855815200115,0.17244930372999168,0.17244799180205561,0.17470038016442668,2.6513039104956171E-2,2.6513039104956171E-2,2.6513039104956171E-2,2.6513039104956171E-2,null,null,25.357250485479277,null,null,6.8366164542294315E-7,0,0,19.352605329720838]
[119,0.13789107763615294,0.68945538818076479,{"$f":"IF('Calculation Sheet'!$D$59=\"YES\",(Vcc_max-C146)*ILIM_FINAL_TOL,(Vcc_max-C146)*($AE$13+IF(C146>=$AE$8,$AE$7,0)+(IF(C146>=$AE$6,C146,0)/$AE$5)+IF(C146>$AE$10,($AE$9/C146),0)))","v":5.655280104025544},5.6798254653182836,0.87676164272026824,5.8445259034201946E-2,6.3172343678807863E-5,1.2722660726032231E-3,1.7114366467678721E-3,4.2427702392541153,1.5113808181252963E-2,3.9030645882904835E-3,3.0179528654450394E-4,1.0093171046499094E-5,6.447529568021082E-6,44.762298013605815,0.1738450859948184,0.17384376362084542,0.17611408239384829,2.6730557649365494E-2,2.6730557649365494E-2,2.6730557649365494E-2,2.6730557649365494E-2,null,null,25.360167212638526,null,null,6.8945538818076475E-7,0,0,19.402130800967289]
[120,0.13904982618771725,0.69524913093858631,{"$f":"IF('Calculation Sheet'!$D$59=\"YES\",(Vcc_max-C147)*ILIM_FINAL_TOL,(Vcc_max-C147)*($AE$13+IF(C147>=$AE$8,$AE$7,0)+(IF(C147>=$AE$6,C147,0)/$AE$5)+IF(C147>$AE$10,($AE$9/C147),0)))","v":5.6523832941489234},5.6769288861872322,0.88330836209164509,5.8919210453598048E-2,6.368737187045781E-5,1.2826373967360638E-3,1.7105604446729927E-3,4.2583353295013113,1.523685847707057E-2,3.9348741773466145E-3,3.0425569404446406E-4,1.0175458522887482E-5,6.5000949218685378E-6,44.814278010096892,0.17523977605742314,0.17523844324850568,0.17752667332454575,2.6947955905315624E-2,2.6947955905315624E-2,2.6947955905315624E-2,2.6947955905315624E-2,null,null,25.36308208726685,null,null,6.9524913093858636E-7,0,0,19.451195922830042]
[121,0.14020857473928156,0.70104287369640794,{"$f":"IF('Calculation Sheet'!$D$59=\"YES\",(Vcc_max-C148)*ILIM_FINAL_TOL,(Vcc_max-C148)*($AE$13+IF(C148>=$AE$8,$AE$7,0)+(IF(C148>=$AE$6,C148,0)/$AE$5)+IF(C148>$AE$10,($AE$9/C148),0)))","v":5.6494864842051697},5.6740322798260747,0.88984214353333524,5.9392876430034214E-2,6.4202136198510118E-5,1.2930033881346503E-3,1.7096842425576853E-3,4.273696979653165,1.5359842889248299E-2,3.9666672822464832E-3,3.0671484010991179E-4,1.0257703847216249E-5,6.5526333496990219E-6,44.865800492848358,0.1766333741956867,0.17663203096291369,0.17893815324300633,2.7165233877449957E-2,2.7165233877449957E-2,2.7165233877449957E-2,2.7165233877449957E-2,null,null,25.365995109612061,null,null,7.0104287369640797E-7,0,0,19.499805383236296]
[122,0.14136732329084586,0.70683661645422946,{"$f":"IF('Calculation Sheet'!$D$59=\"YES\",(Vcc_max-C149)*ILIM_FINAL_TOL,(Vcc_max-C149)*($AE$13+IF(C149>=$AE$8,$AE$7,0)+(IF(C149>=$AE$6,C149,0)/$AE$5)+IF(C149>$AE$10,($AE$9/C149),0)))","v":5.6465896741942805},5.6711356494402922,0.89636300477061326,5.9866256987677779E-2,6.4716636663852967E-5,1.3033640468096408E-3,1.7088080404219497E-3,4.2888574315081067,1.5482761419221447E-2,3.9984439030824603E-3,3.0917272474084712E-4,1.0339907020373573E-5,6.6051448515125344E-6,44.916870098361301,0.17802588068742065,0.17802452704187477,0.18034852243564448,2.738239157041189E-2,2.738239157041189E-2,2.738239157041189E-2,2.738239157041189E-2,null,null,25.36890627992193,null,null,7.0683661645422947E-7,0,0,19.547963818439371]
[123,0.14252607184241017,0.71263035921205087,{"$f":"IF('Calculation Sheet'!$D$59=\"YES\",(Vcc_max-C150)*ILIM_FINAL_TOL,(Vcc_max-C150)*($AE$13+IF(C150>=$AE$8,$AE$7,0)+(IF(C150>=$AE$6,C150,0)/$AE$5)+IF(C150>$AE$10,($AE$9/C150),0)))","v":5.6436928641162556},5.6682389978570891,0.90287096350447005,6.0339352150692527E-2,6.5230873265598177E-5,1.313719372769917E-3,1.707931838265786E-3,4.3038189021611686,1.5605614068426199E-2,4.0302040399478045E-3,3.1162934793815822E-4,1.0422068042359456E-5,6.6576294273090753E-6,44.9674914120952,0.17941729581036459,0.17941593176312409,0.18175778118880004,2.7599428988843933E-2,2.7599428988843933E-2,2.7599428988843933E-2,2.7599428988843933E-2,null,null,25.371815598444147,null,null,7.1263035921205086E-7,0,0,19.595675813651052]
[124,0.14368482039397448,0.7184241019698725,{"$f":"IF('Calculation Sheet'!$D$59=\"YES\",(Vcc_max-C151)*ILIM_FINAL_TOL,(Vcc_max-C151)*($AE$13+IF(C151>=$AE$8,$AE$7,0)+(IF(C151>=$AE$6,C151,0)/$AE$5)+IF(C151>$AE$10,($AE$9/C151),0)))","v":5.6407960539710968},5.665342327570035,0.90936603741164657,6.0812161943240461E-2,6.5744846004633928E-5,1.3240693660252489E-3,1.7070556360891942E-3,4.3185835842762019,1.5728400838297851E-2,4.0619476929339982E-3,3.1408470970273328E-4,1.0504186912285718E-5,6.7100870770886445E-6,45.01766896908601,0.18080761984218885,0.18080624540432666,0.18316592978874002,2.781634613738948E-2,2.781634613738948E-2,2.781634613738948E-2,2.781634613738948E-2,null,null,25.374723065426359,null,null,7.1842410196987247E-7,0,0,19.642945903659651]
[125,0.14484356894553879,0.72421784472769402,{"$f":"IF('Calculation Sheet'!$D$59=\"YES\",(Vcc_max-C152)*ILIM_FINAL_TOL,(Vcc_max-C152)*($AE$13+IF(C152>=$AE$8,$AE$7,0)+(IF(C152>=$AE$6,C152,0)/$AE$5)+IF(C152>$AE$10,($AE$9/C152),0)))","v":5.6378992437588034},5.6624456407784338,0.91584824414466492,6.1284686389481813E-2,6.625855488007204E-5,1.3344140265854065E-3,1.7061794338921743E-3,4.333153646355095,1.5851121730272588E-2,4.0936748621334118E-3,3.1653881003457229E-4,1.0586263631040538E-5,6.7625178008512421E-6,45.06740725455051,0.18219685306049183,0.18219546824307642,0.18457296852165683,2.8033143020691931E-2,2.8033143020691931E-2,2.8033143020691931E-2,2.8033143020691931E-2,null,null,25.377628681116182,null,null,7.2421784472769397E-7,0,0,19.689778573434328]
[126,0.1460023174971031,0.73001158748551553,{"$f":"IF('Calculation Sheet'!$D$59=\"YES\",(Vcc_max-C153)*ILIM_FINAL_TOL,(Vcc_max-C153)*($AE$13+IF(C153>=$AE$8,$AE$7,0)+(IF(C153>=$AE$6,C153,0)/$AE$5)+IF(C153>$AE$10,($AE$9/C153),0)))","v":5.6350024334793742},5.6595489394220522,0.92231760133186302,6.1756925513574146E-2,6.6771999892800693E-5,1.3447533544601598E-3,1.7053032316756145E-3,4.3475312330040259,1.5973776745786594E-2,4.125385547638416E-3,3.1899164893367526E-4,1.0668298198623916E-5,6.8149215985968681E-6,45.1167107044784,0.18358499574280174,0.18358360055689626,0.18597889767367004,2.8249819643392904E-2,2.8249819643392904E-2,2.8249819643392904E-2,2.8249819643392904E-2,null,null,25.380532445761144,null,null,7.3001158748551558E-7,0,0,19.736178258717256]
[127,0.14716106604866741,0.73580533024333716,{"$f":"IF('Calculation Sheet'!$D$59=\"YES\",(Vcc_max-C154)*ILIM_FINAL_TOL,(Vcc_max-C154)*($AE$13+IF(C154>=$AE$8,$AE$7,0)+(IF(C154>=$AE$6,C154,0)/$AE$5)+IF(C154>$AE$10,($AE$9/C154),0)))","v":5.6321056231328095},5.6566522252117455,0.92877412657742831,6.2228879339674137E-2,6.7285181041931708E-5,1.3550873496592786E-3,1.7044270294377384E-3,4.3617184651967777,1.6096365886275166E-2,4.1570797495422696E-3,3.2144322640093037E-4,1.0750290614147673E-5,6.8672984703255224E-6,45.16558370621253,0.18497204816657575,0.18497064262323892,0.18738371753082461,2.8466376010134908E-2,2.8466376010134908E-2,2.8466376010134908E-2,2.8466376010134908E-2,null,null,25.383434359608728,null,null,7.3580533024333718E-7,0,0,19.782149346603802]
[128,{"$f":"($AE$11/2000)*(A155)","v":0.14831981460023172},{"$f":"$AE$13*B155*10^-3/($AE$4*10^-6)","v":0.74159907300115868},{"$f":"IF('Calculation Sheet'!$D$59=\"YES\",(Vcc_max-C155)*ILIM_FINAL_TOL,(Vcc_max-C155)*($AE$13+IF(C155>=$AE$8,$AE$7,0)+(IF(C155>=$AE$6,C155,0)/$AE$5)+IF(C155>$AE$10,($AE$9/C155),0)))","v":5.6292088127191127},5.6537554996564729,0.93521783746142795,6.270054789193491E-2,6.7798098328353262E-5,1.3654160121916448E-3,1.7035508271803224E-3,4.3757174405351575,1.6218889153173599E-2,4.1887574679364548E-3,3.2389354243722579E-4,1.0832240878499988E-5,6.9196484151490267E-6,45.214030599018237,0.18635801060920176,0.18635659471948696,0.18878742837909179,2.8682812125560453E-2,2.8682812125560453E-2,2.8682812125560453E-2,2.8682812125560453E-2,null,null,25.386334422906369,null,null,{"$f":"IF(C155>=$AE$6,C155,0)/$AE$5","v":7.4159907300115868E-7},{"$f":"IF(C155>=$AE$8,$AE$7,0)","v":0},{"$f":"IF(C155>$AE$10,($AE$9/C155),0)","v":0},{"$f":"(Q155-AA155)*IF((Vcc_max-C155)>$F$4,1,0)","v":19.827696176111868}]
[129,0.14947856315179603,0.7473928157589802,{"$f":"IF('Calculation Sheet'!$D$59=\"YES\",(Vcc_max-C156)*ILIM_FINAL_TOL,(Vcc_max-C156)*($AE$13+IF(C156>=$AE$8,$AE$7,0)+(IF(C156>=$AE$6,C156,0)/$AE$5)+IF(C156>$AE$10,($AE$9/C156),0)))","v":5.6263120022382775},{"$f":"(D155+((((EXP(-(B156-B155)*10^-3/$F$14)))*(E155-D155))))","v":5.6508587640871237},{"$f":"(D155+((((EXP(-(B156-B155)*10^-3/$F$15)))*(F155-D155))))","v":0.94164875153984617},{"$f":"(D155+((((EXP(-(B156-B155)*10^-3/$F$16)))*(G155-D155))))","v":6.3171931194508701E-2},{"$f":"(D155+((((EXP(-(B156-B155)*10^-3/$F$17)))*(H155-D155))))","v":6.8310751751177179E-5},{"$f":"(D155+((((EXP(-(B156-B155)*10^-3/$F$18)))*(I155-D155))))","v":1.3757393420679165E-3},{"$f":"(D155+((((EXP(-(B156-B155)*10^-3/$F$19)))*(JX155-D155))))","v":1.7026746249024782E-3},{"$f":"(D155+((((EXP(-(B156-B155)*10^-3/$F$20)))*(K155-D155))))","v":4.3895302335065409},{"$f":"(D155+((((EXP(-(B156-B155)*10^-3/$F$21)))*(L155-D155))))","v":1.6341346547918079E-2},{"$f":"(D155+((((EXP(-(B156-B155)*10^-3/$F$22)))*(M155-D155))))","v":4.2204187029133422E-3},3.263425970434497E-4,1.0914148991680861E-5,6.9719714339555594E-6,45.262055674642468,{"$f":"(D155+((((EXP(-(B156-B155)*10^-3/$B$14)))*(R155-D155))))","v":0.18774288334799571},{"$f":"(D155+((((EXP(-(B156-B155)*10^-3/$B$15)))*(S155-D155))))","v":0.18774145712295187},{"$f":"(D155+((((EXP(-(B156-B155)*10^-3/$B$16)))*(T155-D155))))","v":0.19019003050436911},{"$f":"(D155+((((EXP(-(B156-B155)*10^-3/$B$17)))*(U155-D155))))","v":2.8899127994311158E-2},{"$f":"(D155+((((EXP(-(B156-B155)*10^-3/$B$18)))*(V155-D155))))","v":2.8899127994311158E-2},2.8899127994311158E-2,2.8899127994311158E-2,null,null,25.38923263590145,null,null,7.4739281575898018E-7,0,0,19.872823038741018]
[130,0.15063731170336034,0.75318655851680183,{"$f":"IF('Calculation Sheet'!$D$59=\"YES\",(Vcc_max-C157)*ILIM_FINAL_TOL,(Vcc_max-C157)*($AE$13+IF(C157>=$AE$8,$AE$7,0)+(IF(C157>=$AE$6,C157,0)/$AE$5)+IF(C157>$AE$10,($AE$9/C157),0)))","v":5.6234151916903095},5.6479620196775278,0.94806688634461356,6.364302927154597E-2,6.8823141311291636E-5,1.3860573392969755E-3,1.701798422604206E-3,4.4031588957385823,1.6463738071944789E-2,4.2520634545661906E-3,{"$f":"(D156+((((EXP(-(B157-B156)*10^-3/$F$23)))*(N156-D156))))","v":3.287903902196021E-4},{"$f":"(D156+((((EXP(-(B157-B156)*10^-3/$F$24)))*(O156-D156))))","v":1.0996014952802113E-5},{"$f":"(D156+((((EXP(-(B157-B156)*10^-3/$F$25)))*(P156-D156))))","v":7.0242675267451204E-6},{"$f":"$C$6+(E157*$G$14)+(F157*$G$15)+(G157*$G$16)+(H157*$G$17)+(I157*$G$18)+(J157*$G$19)+(K157*$G$20)+(L157*$G$21)+(M157*$G$22)","v":45.309663177863186},0.18912666666020428,0.18912523011087412,0.19159152419248127,2.9115323621029532E-2,2.9115323621029532E-2,{"$f":"(D156+((((EXP(-(B157-B156)*10^-3/$B$19)))*(W156-D156))))","v":2.9115323621029532E-2},{"$f":"(D156+((((EXP(-(B157-B156)*10^-3/$B$20)))*(X156-D156))))","v":2.9115323621029532E-2},null,null,{"$f":"$C$6+(R157*$C$14)+(S157*$C$15)+(T157*$C$16)+(U157*$C$17)+(V157*$C$18)+(W157*$C$19)+(X157*$C$20)","v":25.39212899884129},null,null,7.5318655851680179E-7,0,0,19.917534179021896]
[131,0.15179606025492465,0.75898030127462335,{"$f":"IF('Calculation Sheet'!$D$59=\"YES\",(Vcc_max-C158)*ILIM_FINAL_TOL,(Vcc_max-C158)*($AE$13+IF(C158>=$AE$8,$AE$7,0)+(IF(C158>=$AE$6,C158,0)/$AE$5)+IF(C158>$AE$10,($AE$9/C158),0)))","v":5.6205183810752057},5.6450652674629938,0.95447225938364166,6.4113842147193623E-2,6.9335267007808454E-5,1.39637000388948E-3,1.7009222202855057E-3,4.4166054562511148,1.6586063726689027E-2,4.2836917229864824E-3,3.31236921965683E-4,1.1077838762751924E-5,7.0765366935177099E-6,45.356857307029436,0.19050936082300218,0.19050791396042488,0.19299190972917835,2.9331399010356307E-2,2.9331399010356307E-2,2.9331399010356307E-2,2.9331399010356307E-2,null,null,25.395023511973154,null,null,7.589803012746234E-7,0,0,19.961833795056283]
[132,0.15295480880648896,0.76477404403244498,{"$f":"IF('Calculation Sheet'!$D$59=\"YES\",(Vcc_max-C159)*ILIM_FINAL_TOL,(Vcc_max-C159)*($AE$13+IF(C159>=$AE$8,$AE$7,0)+(IF(C159>=$AE$6,C159,0)/$AE$5)+IF(C159>$AE$10,($AE$9/C159),0)))","v":5.6176215703929673},5.6421685083566535,0.96086488814085591,6.4584369845597678E-2,6.9847128841615813E-5,1.4066773358543117E-3,1.7000460179472654E-3,4.429871921705276,1.6708323513586087E-2,4.3153035082674762E-3,3.3368219228258056E-4,1.1159620421530292E-5,7.1287789342733276E-6,45.403642214592956,0.19189096611349399,0.19188950894870338,0.19439118740013672,2.9547354166933992E-2,2.9547354166933992E-2,2.9547354166933992E-2,2.9547354166933992E-2,null,null,25.397916175544278,null,null,7.6477404403244501E-7,0,0,20.005726039048678]
[133,0.15411355735805327,0.77056778679026638,{"$f":"IF('Calculation Sheet'!$D$59=\"YES\",(Vcc_max-C160)*ILIM_FINAL_TOL,(Vcc_max-C160)*($AE$13+IF(C160>=$AE$8,$AE$7,0)+(IF(C160>=$AE$6,C160,0)/$AE$5)+IF(C160>$AE$10,($AE$9/C160),0)))","v":5.6147247596435941},5.6392717431638815,0.96724479007622755,6.5054612390902378E-2,7.0358726811825534E-5,1.4169793352012405E-3,1.6991698155877089E-3,4.4429602766498917,1.6830517434071268E-2,4.3468988105006545E-3,3.3612620117118297E-4,1.124135992824904E-5,7.1809942490119738E-6,45.450022007631304,0.19327148280871498,0.19327001535273869,0.19578935749095905,2.976318909540332E-2,2.976318909540332E-2,2.976318909540332E-2,2.976318909540332E-2,null,null,25.400806989801801,null,null,7.705677867902664E-7,0,0,20.049215017829503]
[134,0.15527230590961758,0.7763615295480879,{"$f":"IF('Calculation Sheet'!$D$59=\"YES\",(Vcc_max-C161)*ILIM_FINAL_TOL,(Vcc_max-C161)*($AE$13+IF(C161>=$AE$8,$AE$7,0)+(IF(C161>=$AE$6,C161,0)/$AE$5)+IF(C161>$AE$10,($AE$9/C161),0)))","v":5.6118279488270852},5.6363749725950099,0.97361198262580739,6.5524569807248412E-2,7.0870060919325795E-5,1.4272760019400366E-3,1.6982936132086124E-3,4.4558724837651376,1.6952645489580753E-2,4.378477629779276E-3,3.3856894863149023E-4,1.1323057283796345E-5,7.2331826377336483E-6,45.49600074836323,0.19465091118562849,0.19464943344949059,0.19718642028717515,2.9978903800405021E-2,2.9978903800405021E-2,2.9978903800405021E-2,2.9978903800405021E-2,null,null,25.403695954992827,null,null,7.763615295480879E-7,0,0,20.092304793370403]
[135,0.15643105446118188,0.78215527230590953,{"$f":"IF('Calculation Sheet'!$D$59=\"YES\",(Vcc_max-C162)*ILIM_FINAL_TOL,(Vcc_max-C162)*($AE$13+IF(C162>=$AE$8,$AE$7,0)+(IF(C162>=$AE$6,C162,0)/$AE$5)+IF(C162>$AE$10,($AE$9/C162),0)))","v":5.6089311379434434},5.6334781972765455,0.97996648320175961,6.5994242118776469E-2,7.1381131164116596E-5,1.4375673360804697E-3,1.6974174108081996E-3,4.4686104841035217,1.7074707681549839E-2,4.4100399661957113E-3,3.4101043466439052E-4,1.1404712488172208E-5,7.2853441004383512E-6,45.54158245465635,0.19602925152112771,0.19602776351584694,0.19858237607424112,3.0194498286580718E-2,3.0194498286580718E-2,3.0194498286580718E-2,3.0194498286580718E-2,null,null,25.40658307136443,null,null,7.8215527230590951E-7,0,0,20.13499938329192]
[136,0.15758980301274619,0.78794901506373105,{"$f":"IF('Calculation Sheet'!$D$59=\"YES\",(Vcc_max-C163)*ILIM_FINAL_TOL,(Vcc_max-C163)*($AE$13+IF(C163>=$AE$8,$AE$7,0)+(IF(C163>=$AE$6,C163,0)/$AE$5)+IF(C163>$AE$10,($AE$9/C163),0)))","v":5.6060343269926642},5.6305814177610625,0.98630830919239099,6.6463629349623687E-2,7.1891937545309759E-5,1.4478533376314218E-3,1.696541208388247E-3,4.4811761973282094,1.7196704011413821E-2,4.4415858198414426E-3,3.4345065927077201E-4,1.1486325540488451E-5,7.3374786362379041E-6,45.586771100527592,0.19740650409203564,0.1974050058286263,0.19997722513753846,3.0409972558571141E-2,3.0409972558571141E-2,3.0409972558571141E-2,3.0409972558571141E-2,null,null,25.409468339163599,null,null,7.8794901506373101E-7,0,0,20.177302761363993]
[137,0.1587485515643105,0.79374275782155257,{"$f":"IF('Calculation Sheet'!$D$59=\"YES\",(Vcc_max-C164)*ILIM_FINAL_TOL,(Vcc_max-C164)*($AE$13+IF(C164>=$AE$8,$AE$7,0)+(IF(C164>=$AE$6,C164,0)/$AE$5)+IF(C164>$AE$10,($AE$9/C164),0)))","v":5.6031375159747521},5.6276846345359246,0.99263747796218738,6.6932731523925426E-2,7.2402480063793462E-5,1.4581340066035509E-3,1.6956650059478662E-3,4.4935715219487227,1.7318634480607997E-2,4.4731151908097289E-3,3.458896224506347E-4,1.1567896441633252E-5,7.3895862460204853E-6,45.631570616636793,0.19878266917510512,0.1987811606645753,0.20137096776237584,3.0625326621016136E-2,3.0625326621016136E-2,3.0625326621016136E-2,3.0625326621016136E-2,null,null,25.412351758637257,null,null,7.9374275782155262E-7,0,0,20.219218857999536]
[138,0.15990730011587481,0.7995365005793742,{"$f":"IF('Calculation Sheet'!$D$59=\"YES\",(Vcc_max-C165)*ILIM_FINAL_TOL,(Vcc_max-C165)*($AE$13+IF(C165>=$AE$8,$AE$7,0)+(IF(C165>=$AE$6,C165,0)/$AE$5)+IF(C165>$AE$10,($AE$9/C165),0)))","v":5.6002407048897034},5.6247878480309828,0.99895400685184388,6.740154866581527E-2,7.2912758719567705E-5,1.4684093430057388E-3,1.6947888034879455E-3,4.5057983355540419,1.7440499090567663E-2,4.5046280791929405E-3,3.4832732420397861E-4,1.164942519160661E-5,7.4416669297860949E-6,45.675984890773357,0.20015774704701794,0.20015622830037216,0.20276360423398909,3.0840560478556434E-2,3.0840560478556434E-2,3.0840560478556434E-2,3.0840560478556434E-2,null,null,25.415233330032319,null,null,7.9953650057937422E-7,0,0,20.260751560741038]
[139,0.16106604866743912,0.80533024333719572,{"$f":"IF('Calculation Sheet'!$D$59=\"YES\",(Vcc_max-C166)*ILIM_FINAL_TOL,(Vcc_max-C166)*($AE$13+IF(C166>=$AE$8,$AE$7,0)+(IF(C166>=$AE$6,C166,0)/$AE$5)+IF(C166>$AE$10,($AE$9/C166),0)))","v":5.5973438937375217},5.6218910586253612,1.0052579131782986,6.7870080799424137E-2,7.3422773512632489E-5,1.4786793468477555E-3,1.6939126010067085E-3,4.5178584950431375,1.7562297842729002E-2,4.5361244850825599E-3,3.5076376453258007E-4,1.1730911789520349E-5,7.4937206875347329E-6,45.720017768336511,0.20153173798438573,0.2015302090126232,0.20415513483753944,3.1055674135832767E-2,3.1055674135832767E-2,3.1055674135832767E-2,3.1055674135832767E-2,null,null,25.418113053595619,null,null,8.0533024333719572E-7,0,0,20.301904714740893]
[140,0.16222479721900343,0.81112398609501724,{"$f":"IF('Calculation Sheet'!$D$59=\"YES\",(Vcc_max-C167)*ILIM_FINAL_TOL,(Vcc_max-C167)*($AE$13+IF(C167>=$AE$8,$AE$7,0)+(IF(C167>=$AE$6,C167,0)/$AE$5)+IF(C167>$AE$10,($AE$9/C167),0)))","v":5.5944470825182036},5.6189942666534449,1.0115492142347655,6.8338327948882061E-2,7.3932524442099634E-5,1.4889440181402591E-3,1.6930363985050434E-3,4.5297538368529642,1.7684030738526424E-2,4.5676044085718459E-3,3.5319894343555092E-4,1.1812356236262644E-5,7.5457475192663992E-6,45.763673052809352,0.20290464226374993,0.20290310307786452,0.2055455598581144,3.127066759748498E-2,3.127066759748498E-2,3.127066759748498E-2,3.127066759748498E-2,null,null,25.420990929573922,null,null,8.1112398609501722E-7,0,0,20.342682123235431]
[141,0.16338354577056777,0.81691772885283898,{"$f":"IF('Calculation Sheet'!$D$59=\"YES\",(Vcc_max-C168)*ILIM_FINAL_TOL,(Vcc_max-C168)*($AE$13+IF(C168>=$AE$8,$AE$7,0)+(IF(C168>=$AE$6,C168,0)/$AE$5)+IF(C168>$AE$10,($AE$9/C168),0)))","v":5.5915502712317515},5.616097472410158,1.0178279272907655,6.8806290138317294E-2,7.444201150885732E-5,1.4992033568921315E-3,1.6921601959838384E-3,4.5414861771839403,1.7805697779396112E-2,4.599067849753169E-3,3.556328609146675E-4,1.1893758531833498E-5,7.5977474249810939E-6,45.806954506226539,0.20427646016158096,0.2042749107725621,0.20693487958072865,3.1485540868152917E-2,3.1485540868152917E-2,3.1485540868152917E-2,3.1485540868152917E-2,null,null,25.423866958213974,null,null,8.1691772885283894E-7,0,0,20.383087548012565]
[142,0.16454229432213208,0.82271147161066049,{"$f":"IF('Calculation Sheet'!$D$59=\"YES\",(Vcc_max-C169)*ILIM_FINAL_TOL,(Vcc_max-C169)*($AE$13+IF(C169>=$AE$8,$AE$7,0)+(IF(C169>=$AE$6,C169,0)/$AE$5)+IF(C169>$AE$10,($AE$9/C169),0)))","v":5.5886534598781639},5.6132006761556204,1.0240940695921603,6.9273967391852764E-2,7.4951234712905546E-5,1.5094573631131425E-3,1.6912839934422053E-3,4.5530573122229434,1.7927298966772476E-2,4.6305148087188996E-3,3.5806551696992983E-4,1.1975118675344731E-5,7.649720404678817E-6,45.849865849636302,0.20564719195427994,0.20564563237311173,0.20832309429032314,3.1700293952476422E-2,3.1700293952476422E-2,3.1700293952476422E-2,3.1700293952476422E-2,null,null,25.426741139762434,null,null,8.2271147161066054E-7,0,0,20.423124709873868]
[143,0.16570104287369639,0.82850521436848201,{"$f":"IF('Calculation Sheet'!$D$59=\"YES\",(Vcc_max-C170)*ILIM_FINAL_TOL,(Vcc_max-C170)*($AE$13+IF(C170>=$AE$8,$AE$7,0)+(IF(C170>=$AE$6,C170,0)/$AE$5)+IF(C170>$AE$10,($AE$9/C170),0)))","v":5.5857566484574406},5.6103038781192547,1.0303476583611832,6.9741359733613173E-2,7.5460194054244312E-5,1.519706036812174E-3,1.6904077908792559E-3,4.564469018363849,1.8048834302091699E-2,4.6619452855605203E-3,3.604969116013379E-4,1.2056436667684522E-5,7.7016664583595684E-6,45.892410763556477,0.20701683791817782,0.20701526815583904,0.20971020427176512,3.191492685509445E-2,3.191492685509445E-2,3.191492685509445E-2,3.191492685509445E-2,null,null,25.429613474465931,null,null,8.2850521436848204E-7,0,0,20.462797289090545]
[144,0.1668597914252607,0.83429895712630353,{"$f":"IF('Calculation Sheet'!$D$59=\"YES\",(Vcc_max-C171)*ILIM_FINAL_TOL,(Vcc_max-C171)*($AE$13+IF(C171>=$AE$8,$AE$7,0)+(IF(C171>=$AE$6,C171,0)/$AE$5)+IF(C171>$AE$10,($AE$9/C171),0)))","v":5.5828598369695834},5.607407078503412,1.0365887107964733,7.020846718771967E-2,7.5968889532873618E-5,1.5299493779998841E-3,1.6895315882967665E-3,4.5757230524256389,1.8170303786788189E-2,4.6933592803712898E-3,3.6292704480977989E-4,1.2137712507964693E-5,7.7535855851351698E-6,45.934592888425101,0.20838539832953362,0.2083838183969986,0.211096209809849,3.2129439580646846E-2,3.2129439580646846E-2,3.2129439580646846E-2,3.2129439580646846E-2,null,null,25.432483962571027,null,null,8.3429895712630355E-7,0,0,20.502108925854074]
[145,0.168018539976825,0.84009269988412505,{"$f":"IF('Calculation Sheet'!$D$59=\"YES\",(Vcc_max-C172)*ILIM_FINAL_TOL,(Vcc_max-C172)*($AE$13+IF(C172>=$AE$8,$AE$7,0)+(IF(C172>=$AE$6,C172,0)/$AE$5)+IF(C172>$AE$10,($AE$9/C172),0)))","v":5.5799630254145915},5.6045102774865621,1.0428172440731078,7.0675289778291628E-2,7.6477321147905286E-5,1.5401873866860427E-3,1.6886553856938491E-3,4.5868211518681044,1.8291707422297243E-2,4.7247567932435786E-3,3.6535591659614397E-4,1.2218946197073421E-5,7.8054777858937996E-6,45.976415825045315,0.20975287346453708,0.20975128337277571,0.21248111118929547,3.2343832133772565E-2,3.2343832133772565E-2,3.2343832133772565E-2,3.2343832133772565E-2,null,null,25.43535260432423,null,null,8.4009269988412505E-7,0,0,20.541063220721085]
[146,0.16917728852838931,0.84588644264194668,{"$f":"IF('Calculation Sheet'!$D$59=\"YES\",(Vcc_max-C173)*ILIM_FINAL_TOL,(Vcc_max-C173)*($AE$13+IF(C173>=$AE$8,$AE$7,0)+(IF(C173>=$AE$6,C173,0)/$AE$5)+IF(C173>$AE$10,($AE$9/C173),0)))","v":5.5770662137924649},5.601613475226114,1.0490332753426319,7.1141827529445756E-2,7.6985488900227494E-5,1.5504200628795317E-3,1.6877791830713917E-3,4.5977650350051764,1.8413045210054158E-2,4.7561378242697572E-3,3.6778352696043015E-4,1.2300137735010708E-5,7.8573430606354577E-6,46.017883135024938,0.21111926359930777,0.21111766335928461,0.2138649086947515,3.2558104519110564E-2,3.2558104519110564E-2,3.2558104519110564E-2,3.2558104519110564E-2,null,null,25.438219399971988,null,null,8.4588644264194665E-7,0,0,20.57966373505295]
[147,0.17033603707995362,0.8516801853997682,{"$f":"IF('Calculation Sheet'!$D$59=\"YES\",(Vcc_max-C174)*ILIM_FINAL_TOL,(Vcc_max-C174)*($AE$13+IF(C174>=$AE$8,$AE$7,0)+(IF(C174>=$AE$6,C174,0)/$AE$5)+IF(C174>$AE$10,($AE$9/C174),0)))","v":5.5741694021032018},5.5987166718609016,1.055236821733093,7.1608080465297874E-2,7.7493392789840243E-5,1.560647406590121E-3,1.6869029804276181E-3,4.6085564012159015,1.8534317151494228E-2,4.7875023735421962E-3,3.7020987590352661E-4,1.2381287120888373E-5,7.9091814093601442E-6,46.058998341210902,0.2124845690098951,0.21248295863256939,0.21524760261079123,3.2772256741299799E-2,3.2772256741299799E-2,3.2772256741299799E-2,3.2772256741299799E-2,null,null,25.441084349760722,null,null,8.5168018539976815E-7,0,0,20.61791399145018]
[148,0.17149478563151793,0.85747392815758972,{"$f":"IF('Calculation Sheet'!$D$59=\"YES\",(Vcc_max-C175)*ILIM_FINAL_TOL,(Vcc_max-C175)*($AE$13+IF(C175>=$AE$8,$AE$7,0)+(IF(C175>=$AE$6,C175,0)/$AE$5)+IF(C175>$AE$10,($AE$9/C175),0)))","v":5.5712725903468057},5.5958198675133746,1.0614279003490736,7.2074048609960251E-2,7.8001032816743532E-5,1.5708694178275806E-3,1.6860267777643045E-3,4.6191969311530912,1.8655523248052752E-2,4.8188504411532662E-3,3.7263496342632152E-4,1.2462394355594597E-5,7.9609928320678591E-6,46.099764928118361,0.21384878997227741,0.21384716946860394,0.21662919322191598,3.2986288804978336E-2,3.2986288804978336E-2,3.2986288804978336E-2,3.2986288804978336E-2,null,null,25.443947453936758,null,null,8.5747392815758976E-7,0,0,20.655817474181603]
[149,0.17265353418308224,0.86326767091541134,{"$f":"IF('Calculation Sheet'!$D$59=\"YES\",(Vcc_max-C176)*ILIM_FINAL_TOL,(Vcc_max-C176)*($AE$13+IF(C176>=$AE$8,$AE$7,0)+(IF(C176>=$AE$6,C176,0)/$AE$5)+IF(C176>$AE$10,($AE$9/C176),0)))","v":5.5683757785232739},5.5929230622915318,1.067606528271722,7.2539731987544265E-2,7.8508408980937361E-5,1.5810860966016804E-3,1.6851505750796747E-3,4.6296882869496798,1.8776663501164137E-2,4.8501820271953378E-3,3.7505878952881488E-4,1.2543459439129379E-5,8.0127773287586024E-6,46.140186342354852,0.21521192676236378,0.21521029614329201,0.21800968081255157,3.3200200714785133E-2,3.3200200714785133E-2,3.3200200714785133E-2,3.3200200714785133E-2,null,null,25.446808712746414,null,null,8.6326767091541137E-7,0,0,20.693377629608438]
[150,0.17381228273464655,0.86906141367323286,{"$f":"IF('Calculation Sheet'!$D$59=\"YES\",(Vcc_max-C177)*ILIM_FINAL_TOL,(Vcc_max-C177)*($AE$13+IF(C177>=$AE$8,$AE$7,0)+(IF(C177>=$AE$6,C177,0)/$AE$5)+IF(C177>$AE$10,($AE$9/C177),0)))","v":5.5654789666326074},5.5900262562906295,1.0737727225587843,7.3005130622158632E-2,7.901552128242173E-5,1.5912974429221904E-3,1.6842743723755049E-3,4.6400321124228006,1.8897737912263679E-2,4.8814971317607814E-3,3.7748135421189488E-4,1.2624482370604539E-5,8.064534899432374E-6,46.180265993039527,0.21657397965599223,0.21657233893246719,0.21938906566705274,3.3413992475358256E-2,3.3413992475358256E-2,3.3413992475358256E-2,3.3413992475358256E-2,null,null,25.449668126435906,null,null,8.6906141367323287E-7,0,0,20.73059786660362]
[151,0.17497103128621086,0.87485515643105449,{"$f":"IF('Calculation Sheet'!$D$59=\"YES\",(Vcc_max-C178)*ILIM_FINAL_TOL,(Vcc_max-C178)*($AE$13+IF(C178>=$AE$8,$AE$7,0)+(IF(C178>=$AE$6,C178,0)/$AE$5)+IF(C178>$AE$10,($AE$9/C178),0)))","v":5.5625821546748053},5.5871294495946806,1.0799265002446363,7.3470244537911178E-2,7.952236972119664E-5,1.6015034567988806E-3,1.6833981696509071E-3,4.6502300332756157,1.9018746482786675E-2,4.9127957549419676E-3,3.7990265747556151E-4,1.2705463150908258E-5,8.1162655432009956E-6,46.220007252217357,0.2179349489289315,0.21793329811189288,0.22076734806969966,3.3627664091335774E-2,3.3627664091335774E-2,3.3627664091335774E-2,3.3627664091335774E-2,null,null,25.452525695251438,null,null,8.7485515643105448E-7,0,0,20.767481556965919]
[152,0.17612977983777517,0.8806488991888759,{"$f":"IF('Calculation Sheet'!$D$59=\"YES\",(Vcc_max-C179)*ILIM_FINAL_TOL,(Vcc_max-C179)*($AE$13+IF(C179>=$AE$8,$AE$7,0)+(IF(C179>=$AE$6,C179,0)/$AE$5)+IF(C179>$AE$10,($AE$9/C179),0)))","v":5.5596853426498685},5.5842326422777839,1.0860678783403177,7.393507375890529E-2,8.0028954297262089E-5,1.6117041382415209E-3,1.6825219669058811E-3,4.6602836572969224,1.9139689214167532E-2,4.9440778968312671E-3,3.8232269932070295E-4,1.2786401780040535E-5,8.1679692609526455E-6,46.259413455268685,0.21929483485687928,0.21929317395726233,0.22214452830469966,3.3841215567355754E-2,3.3841215567355754E-2,3.3841215567355754E-2,3.3841215567355754E-2,null,null,25.455381419439131,null,null,8.8064889918887587E-7,0,0,20.804032035829554]
[153,0.17728852838933948,0.88644264194669742,{"$f":"IF('Calculation Sheet'!$D$59=\"YES\",(Vcc_max-C180)*ILIM_FINAL_TOL,(Vcc_max-C180)*($AE$13+IF(C180>=$AE$8,$AE$7,0)+(IF(C180>=$AE$6,C180,0)/$AE$5)+IF(C180>$AE$10,($AE$9/C180),0)))","v":5.5567885305577978},5.5813358344052952,1.0921968738335623,7.4399618309245241E-2,8.0535275010618079E-5,1.6218994872589931E-3,1.681645764140427E-3,4.6701945745585611,1.9260566107841548E-2,4.9753435575210503E-3,3.847414797473192E-4,1.2867298257113191E-5,8.2196460526873238E-6,46.298487901314061,0.22065363771546398,0.22065196674419862,0.22352060665618634,3.4054646908055375E-2,3.4054646908055375E-2,3.4054646908055375E-2,3.4054646908055375E-2,null,null,25.458235299245068,null,null,8.8644264194669737E-7,0,0,20.840252602068993]
[154,0.17844727694090379,0.89223638470451905,{"$f":"IF('Calculation Sheet'!$D$59=\"YES\",(Vcc_max-C181)*ILIM_FINAL_TOL,(Vcc_max-C181)*($AE$13+IF(C181>=$AE$8,$AE$7,0)+(IF(C181>=$AE$6,C181,0)/$AE$5)+IF(C181>$AE$10,($AE$9/C181),0)))","v":5.5538917183985905},5.5784390260348573,1.0983135036888294,7.4863878213030866E-2,8.1041331861264609E-5,1.6320895038619554E-3,1.680769561355433E-3,4.679964357610646,1.9381377165244018E-2,5.0065927371036878E-3,3.8715899875629844E-4,1.2948152583014405E-5,8.2712959184050305E-6,46.337233853614386,0.22201135778024383,0.22200967674825467,0.22489558340822047,3.4267958118072706E-2,3.4267958118072706E-2,3.4267958118072706E-2,3.4267958118072706E-2,null,null,25.46108733491528,null,null,8.9223638470451908E-7,0,0,20.876146518699105]
[155,0.1796060254924681,0.89803012746234057,{"$f":"IF('Calculation Sheet'!$D$59=\"YES\",(Vcc_max-C182)*ILIM_FINAL_TOL,(Vcc_max-C182)*($AE$13+IF(C182>=$AE$8,$AE$7,0)+(IF(C182>=$AE$6,C182,0)/$AE$5)+IF(C182>$AE$10,($AE$9/C182),0)))","v":5.5509949061722494},5.5755422172173095,1.1044177848473371,7.5327853494361108E-2,8.154712484920168E-5,1.6422741880592895E-3,1.6798933585491227E-3,4.6895945616746433,1.9502122387809351E-2,5.0378254356715502E-3,3.8957525634852885E-4,1.3028964757744177E-5,8.3229188581057656E-6,46.37565453996654,0.22336799532670604,0.2233663042449141,0.22626945884478999,3.4481149202044925E-2,3.4481149202044925E-2,3.4481149202044925E-2,3.4481149202044925E-2,null,null,25.463937526695723,null,null,8.9803012746234059E-7,0,0,20.911717013270817]
[156,0.18076477404403241,0.90382387022016208,{"$f":"IF('Calculation Sheet'!$D$59=\"YES\",(Vcc_max-C183)*ILIM_FINAL_TOL,(Vcc_max-C183)*($AE$13+IF(C183>=$AE$8,$AE$7,0)+(IF(C183>=$AE$6,C183,0)/$AE$5)+IF(C183>$AE$10,($AE$9/C183),0)))","v":5.5480980938787727},5.5726454079974923,1.1105097342270929,7.5791544177333137E-2,8.205265397442929E-5,1.6524535398607654E-3,1.6790171557232725E-3,4.6990867248343253,1.9622801776971954E-2,5.0690416533178961E-3,3.9199025252401043E-4,1.3109734780414328E-5,8.374514871789529E-6,46.413753153094461,0.22472355063026761,0.22472184950958862,0.22764223324980914,3.4694220164609213E-2,3.4694220164609213E-2,3.4694220164609213E-2,3.4694220164609213E-2,null,null,25.466785874832325,null,null,9.0382387022016209E-7,0,0,20.946967278262136]
[157,0.18192352259559672,0.90961761297798371,{"$f":"IF('Calculation Sheet'!$D$59=\"YES\",(Vcc_max-C184)*ILIM_FINAL_TOL,(Vcc_max-C184)*($AE$13+IF(C184>=$AE$8,$AE$7,0)+(IF(C184>=$AE$6,C184,0)/$AE$5)+IF(C184>$AE$10,($AE$9/C184),0)))","v":5.5452012815181622},5.5697485984149555,1.1165893687229262,7.6254950286041456E-2,8.2557919236947441E-5,1.662627559276153E-3,1.6781409528769942E-3,4.7084423682246186,1.9743415334167125E-2,5.1002413901342081E-3,3.9440398728363135E-4,1.3190462651913037E-5,8.4260839594563208E-6,46.451532851035871,0.22607802396627719,0.22607631281762153,0.22901390690711843,3.4907171010402749E-2,3.4907171010402749E-2,3.4907171010402749E-2,3.4907171010402749E-2,null,null,25.469632379570943,null,null,9.0961761297798369E-7,0,0,20.981900471464929]
[158,0.18308227114716102,0.91541135573580523,{"$f":"IF('Calculation Sheet'!$D$59=\"YES\",(Vcc_max-C185)*ILIM_FINAL_TOL,(Vcc_max-C185)*($AE$13+IF(C185>=$AE$8,$AE$7,0)+(IF(C185>=$AE$6,C185,0)/$AE$5)+IF(C185>$AE$10,($AE$9/C185),0)))","v":5.5423044690904151},5.5668517885045796,1.1226567052065208,7.6718071844578795E-2,8.3062920636756132E-5,1.6727962463152224E-3,1.6772647500093996E-3,4.7176629962183689,1.9863963060829271E-2,5.1314246462128565E-3,3.9681646062739162E-4,1.3271148372240305E-5,8.477626121106141E-6,46.488996757524603,0.22743141561001146,0.22742969444428507,0.2303844801004864,3.5120001744062712E-2,3.5120001744062712E-2,3.5120001744062712E-2,3.5120001744062712E-2,null,null,25.472477041157386,null,null,9.1541135573580519E-7,0,0,21.016519716367217]
[159,0.18424101969872533,0.92120509849362675,{"$f":"IF('Calculation Sheet'!$D$59=\"YES\",(Vcc_max-C186)*ILIM_FINAL_TOL,(Vcc_max-C186)*($AE$13+IF(C186>=$AE$8,$AE$7,0)+(IF(C186>=$AE$6,C186,0)/$AE$5)+IF(C186>$AE$10,($AE$9/C186),0)))","v":5.5394076565955359},5.5639549782971311,1.1287117605264454,7.7180908877035215E-2,8.3567658174743542E-5,1.6829596009877434E-3,1.676388547122265E-3,4.7267500966110525,1.9984444958393688E-2,5.1625914216462121E-3,3.9922767255617941E-4,1.3351791940507951E-5,8.5291413558508111E-6,46.526147962368604,0.22878372583667872,0.22878199466478133,0.23175395311360791,3.5332712370225394E-2,3.5332712370225394E-2,3.5332712370225394E-2,3.5332712370225394E-2,null,null,25.475319859837413,null,null,9.212050984936268E-7,0,0,21.050828102531192]
[160,0.18539976825028964,0.92699884125144838,{"$f":"IF('Calculation Sheet'!$D$59=\"YES\",(Vcc_max-C187)*ILIM_FINAL_TOL,(Vcc_max-C187)*($AE$13+IF(C187>=$AE$8,$AE$7,0)+(IF(C187>=$AE$6,C187,0)/$AE$5)+IF(C187>$AE$10,($AE$9/C187),0)))","v":5.5365108440335193},5.5610581678197448,1.1347545515081849,7.7643461407499892E-2,8.4072131850021492E-5,1.693117623302598E-3,1.6755123442155906E-3,4.7357051408034492,2.0104861028294785E-2,5.1937417165266453E-3,4.0163762306999473E-4,1.3432393357604155E-5,8.5806296645785096E-6,46.562989521823667,0.23013495492141622,0.230133213754244,0.23312232623010409,3.5545302893527086E-2,3.5545302893527086E-2,3.5545302893527086E-2,3.5545302893527086E-2,null,null,25.478160835856716,null,null,9.2699884125144841E-7,0,0,21.084828685966951]
[161,0.18655851680185395,0.9327925840092699,{"$f":"IF('Calculation Sheet'!$D$59=\"YES\",(Vcc_max-C188)*ILIM_FINAL_TOL,(Vcc_max-C188)*($AE$13+IF(C188>=$AE$8,$AE$7,0)+(IF(C188>=$AE$6,C188,0)/$AE$5)+IF(C188>$AE$10,($AE$9/C188),0)))","v":5.5336140314043689},5.5581613570963526,1.1407850949541727,7.8105729460059337E-2,8.4576341662589982E-5,1.7032703132704441E-3,1.6746361412875999E-3,4.7445295839823025,2.0225211271967858E-2,5.2248755309465267E-3,4.0404631216972575E-4,1.3512952623528918E-5,8.6320910472892365E-6,46.599524458963081,0.23148510313929105,0.23148335198773484,0.23448959973352324,3.575777331860408E-2,3.575777331860408E-2,3.575777331860408E-2,3.575777331860408E-2,null,null,25.480999969460946,null,null,9.3279258400926991E-7,0,0,21.118524489502136]
[162,0.18771726535341826,0.93858632676709131,{"$f":"IF('Calculation Sheet'!$D$59=\"YES\",(Vcc_max-C189)*ILIM_FINAL_TOL,(Vcc_max-C189)*($AE$13+IF(C189>=$AE$8,$AE$7,0)+(IF(C189>=$AE$6,C189,0)/$AE$5)+IF(C189>$AE$10,($AE$9/C189),0)))","v":5.5307172187080829},5.5552645461480639,1.1468034076438238,7.8567713058797395E-2,8.5080287612449013E-5,1.7134176709001636E-3,1.673759938339181E-3,4.7532248652989892,2.0345495690846427E-2,5.255992864999115E-3,4.0645373985626065E-4,1.3593469737394059E-5,8.6835255039829917E-6,46.63575576404309,0.23283417076530011,0.23283240964024632,0.2358557739073408,3.5970123650092667E-2,3.5970123650092667E-2,3.5970123650092667E-2,3.5970123650092667E-2,null,null,25.48383726089569,null,null,9.385863267670913E-7,0,0,21.1519185031474]
[163,0.18887601390498257,0.94438006952491294,{"$f":"IF('Calculation Sheet'!$D$59=\"YES\",(Vcc_max-C190)*ILIM_FINAL_TOL,(Vcc_max-C190)*($AE$13+IF(C190>=$AE$8,$AE$7,0)+(IF(C190>=$AE$6,C190,0)/$AE$5)+IF(C190>$AE$10,($AE$9/C190),0)))","v":5.5278204059446621},5.5523677349934948,1.152809506333563,7.9029412227797025E-2,8.5583969699598583E-5,1.7235596962024147E-3,1.6728837353712223E-3,4.7617924080462224,2.0465714286365788E-2,5.2870937187758926E-3,4.0885990612959944E-4,1.3673944700087759E-5,8.7349330346597753E-6,46.671686394864118,0.23418215807437193,0.23418038698670074,0.23722084903495944,3.618235389262825E-2,3.618235389262825E-2,3.618235389262825E-2,3.618235389262825E-2,null,null,25.486672710406491,null,null,9.4438006952491291E-7,0,0,21.185013684457626]
[164,0.19003476245654688,0.95017381228273445,{"$f":"IF('Calculation Sheet'!$D$59=\"YES\",(Vcc_max-C191)*ILIM_FINAL_TOL,(Vcc_max-C191)*($AE$13+IF(C191>=$AE$8,$AE$7,0)+(IF(C191>=$AE$6,C191,0)/$AE$5)+IF(C191>$AE$10,($AE$9/C191),0)))","v":5.5249235931141065},5.5494709236490669,1.1588034077568601,7.9490826991138519E-2,8.6087387924926873E-5,1.733696389186079E-3,1.6720075323828354E-3,4.7702336198328013,2.058586705996035E-2,5.3181780923692301E-3,4.1126481099063028E-4,1.3754377510721838E-5,8.7863136393195873E-6,46.707319277128299,0.23552906534136397,0.23552728430195202,0.23858482539970804,3.639446405084712E-2,3.639446405084712E-2,3.639446405084712E-2,3.639446405084712E-2,null,null,25.489506318238835,null,null,9.5017381228273441E-7,0,0,21.217812958889464]
[165,0.19119351100811119,0.95596755504055608,{"$f":"IF('Calculation Sheet'!$D$59=\"YES\",(Vcc_max-C192)*ILIM_FINAL_TOL,(Vcc_max-C192)*($AE$13+IF(C192>=$AE$8,$AE$7,0)+(IF(C192>=$AE$6,C192,0)/$AE$5)+IF(C192>$AE$10,($AE$9/C192),0)))","v":5.5220267802164154},5.546574112129262,1.164785128624259,7.9951957372900395E-2,8.6590542287545702E-5,1.7438277498609267E-3,1.6711313293740204E-3,4.7785498927564447,2.0705954013065409E-2,5.349245985871498E-3,4.1366845444024136E-4,1.3834768170184475E-5,8.8376673179624277E-6,46.742657304792665,0.23687489284106356,0.23687310186078214,0.23994770328484361,3.660645412938468E-2,3.660645412938468E-2,3.660645412938468E-2,3.660645412938468E-2,null,null,25.492338084638149,null,null,9.5596755504055612E-7,0,0,21.250319220154516]
[166,0.1923522595596755,0.9617612977983776,{"$f":"IF('Calculation Sheet'!$D$59=\"YES\",(Vcc_max-C193)*ILIM_FINAL_TOL,(Vcc_max-C193)*($AE$13+IF(C193>=$AE$8,$AE$7,0)+(IF(C193>=$AE$6,C193,0)/$AE$5)+IF(C193>$AE$10,($AE$9/C193),0)))","v":5.5191299672515912},5.5436773004468538,1.1707546856234083,8.0412803397158505E-2,8.7093432787455072E-5,1.7539537782367276E-3,1.6702551263447774E-3,4.7867426035747096,2.0825975147114484E-2,5.3802973993759551E-3,4.1607083647843268E-4,1.391511667847567E-5,8.888994069700118E-6,46.777703340418675,0.23821964084818781,0.2382178399379038,0.24130948297354848,3.6818324132876334E-2,3.6818324132876334E-2,3.6818324132876334E-2,3.6818324132876334E-2,null,null,25.495168009849817,null,null,9.6176129779837763E-7,0,0,21.282535330568859]
[167,0.19351100811123984,0.96755504055619934,{"$f":"IF('Calculation Sheet'!$D$59=\"YES\",(Vcc_max-C194)*ILIM_FINAL_TOL,(Vcc_max-C194)*($AE$13+IF(C194>=$AE$8,$AE$7,0)+(IF(C194>=$AE$6,C194,0)/$AE$5)+IF(C194>$AE$10,($AE$9/C194),0)))","v":5.5162331542196306},5.5407804886131089,1.1767120954190959,8.0873365087988702E-2,8.7596059424654982E-5,1.7640744743232517E-3,1.6693789232951062E-3,4.7948131138740351,2.0945930463542872E-2,5.4113323329740837E-3,4.1847195710520424E-4,1.3995423034707244E-5,8.9402938954208366E-6,46.812460215517717,0.23956330963738548,0.23956149880795952,0.24267016474893222,3.7030074065957486E-2,3.7030074065957486E-2,3.7030074065957486E-2,3.7030074065957486E-2,null,null,25.497996094119156,null,null,9.6755504055619934E-7,0,0,21.314464121398562]
[168,0.19466975666280414,0.97334878331402086,{"$f":"IF('Calculation Sheet'!$D$59=\"YES\",(Vcc_max-C195)*ILIM_FINAL_TOL,(Vcc_max-C195)*($AE$13+IF(C195>=$AE$8,$AE$7,0)+(IF(C195>=$AE$6,C195,0)/$AE$5)+IF(C195>$AE$10,($AE$9/C195),0)))","v":5.5133363411205352},5.5378836766379633,1.1826573746532771,8.1333642469461509E-2,8.809842220003361E-5,1.7741898381293808E-3,1.6685027202250069E-3,4.8027627702369182,2.1065819963784094E-2,5.4423507867582543E-3,4.2087181632144421E-4,1.4075687239767376E-5,8.9915667951245837E-6,46.846930730892716,0.24090589948323338,0.24090407874552255,0.24402974889403328,3.7241703933262649E-2,3.7241703933262649E-2,3.7241703933262649E-2,3.7241703933262649E-2,null,null,25.500822337691432,null,null,9.7334878331402084E-7,0,0,21.346108393201284]
[169,0.19582850521436845,0.97914252607184238,{"$f":"IF('Calculation Sheet'!$D$59=\"YES\",(Vcc_max-C196)*ILIM_FINAL_TOL,(Vcc_max-C196)*($AE$13+IF(C196>=$AE$8,$AE$7,0)+(IF(C196>=$AE$6,C196,0)/$AE$5)+IF(C196>$AE$10,($AE$9/C196),0)))","v":5.5104395279543059},5.5349868645301807,1.1885905399451078,8.1793635565647449E-2,8.8600521112702779E-5,1.784299869665773E-3,1.6676265171344795E-3,4.8105929044072493,2.1185643649273445E-2,5.4733527608217258E-3,4.2327041412804078E-4,1.4155909293656066E-5,9.0428127688113591E-6,46.881117656976279,0.2422474106602408,0.242245580025096,0.24538823569181556,3.7453213739427227E-2,3.7453213739427227E-2,3.7453213739427227E-2,3.7453213739427227E-2,null,null,25.50364674081187,null,null,9.7914252607184234E-7,0,0,21.377470916164409]
[170,0.19698725376593276,0.98493626882966401,{"$f":"IF('Calculation Sheet'!$D$59=\"YES\",(Vcc_max-C197)*ILIM_FINAL_TOL,(Vcc_max-C197)*($AE$13+IF(C197>=$AE$8,$AE$7,0)+(IF(C197>=$AE$6,C197,0)/$AE$5)+IF(C197>$AE$10,($AE$9/C197),0)))","v":5.507542714720941},5.5320900522974918,1.1945116078909743,8.2253344400614381E-2,8.9102356162662488E-5,1.7944045689413102E-3,1.6667503140244122E-3,4.8183048334538245,2.1305401521444445E-2,5.5043382552559805E-3,4.2566775052588213E-4,1.4236089195485135E-5,9.0940318164811629E-6,46.915023734164613,0.24358784344284512,0.24358600292111365,0.2467456254251692,3.7664603489085735E-2,3.7664603489085735E-2,3.7664603489085735E-2,3.7664603489085735E-2,null,null,25.506469303725627,null,null,9.8493626882966405E-7,0,0,21.408554430438986]
[171,0.19814600231749707,0.99073001158748553,{"$f":"IF('Calculation Sheet'!$D$59=\"YES\",(Vcc_max-C198)*ILIM_FINAL_TOL,(Vcc_max-C198)*($AE$13+IF(C198>=$AE$8,$AE$7,0)+(IF(C198>=$AE$6,C198,0)/$AE$5)+IF(C198>$AE$10,($AE$9/C198),0)))","v":5.5046459014204405},5.5291932399467143,1.2004205950645268,8.2712768998429276E-2,8.9603927350800916E-5,1.8045039359657622E-3,1.6658741108939168E-3,4.8258998599320604,2.1425093581732391E-2,5.535307270153389E-3,4.2806382551496824E-4,1.4316226946142763E-5,9.145223938133995E-6,46.948651673148106,0.24492719810541441,0.24492534770793917,0.24810191837691331,3.7875873186872688E-2,3.7875873186872688E-2,3.7875873186872688E-2,3.7875873186872688E-2,null,null,25.509290026677814,null,null,9.9073001158748555E-7,0,0,21.439361646470292]
[172,0.19930475086906138,0.99652375434530693,{"$f":"IF('Calculation Sheet'!$D$59=\"YES\",(Vcc_max-C199)*ILIM_FINAL_TOL,(Vcc_max-C199)*($AE$13+IF(C199>=$AE$8,$AE$7,0)+(IF(C199>=$AE$6,C199,0)/$AE$5)+IF(C199>$AE$10,($AE$9/C199),0)))","v":5.5017490880528044},5.5262964274838602,1.2063175180167081,8.3171909383155551E-2,9.0105234676229884E-5,1.8145979707488991E-3,1.6649979077421051E-3,4.8333792720439206,2.1544719831570802E-2,5.5662598056072099E-3,4.3045863909529913E-4,1.4396322545628948E-5,9.1963891337698556E-6,46.982004155238151,0.24626547492224748,0.24626361465986513,0.24945711482979327,3.8087022837421713E-2,3.8087022837421713E-2,3.8087022837421713E-2,3.8087022837421713E-2,null,null,25.512108909913472,null,null,9.9652375434530684E-7,0,0,21.469895245324679]
[173,0.20046349942062569,1.0023174971031286,{"$f":"IF('Calculation Sheet'!$D$59=\"YES\",(Vcc_max-C200)*ILIM_FINAL_TOL,(Vcc_max-C200)*($AE$13+IF(C200>=$AE$8,$AE$7,0)+(IF(C200>=$AE$6,C200,0)/$AE$5)+IF(C200>$AE$10,($AE$9/C200),0)))","v":5.4988522746180362},5.5233996149142337,1.2122023932757857,8.3630765578855737E-2,9.0606278139837571E-5,1.8246866733004907E-3,1.6641217045707535E-3,4.840744343796084,2.1664280272394976E-2,5.5971958617089257E-3,4.3285219126776298E-4,1.4476375993055512E-5,9.247527402500566E-6,47.015083832690287,0.24760267416757387,0.24760080405111662,0.25081121506648163,3.8298052445368214E-2,3.8298052445368214E-2,3.8298052445368214E-2,3.8298052445368214E-2,null,null,25.514925953677622,null,null,1.0023174971031286E-6,0,0,21.500157879012665]
[174,0.20162224797219,1.00811123986095,{"$f":"IF('Calculation Sheet'!$D$59=\"YES\",(Vcc_max-C201)*ILIM_FINAL_TOL,(Vcc_max-C201)*($AE$13+IF(C201>=$AE$8,$AE$7,0)+(IF(C201>=$AE$6,C201,0)/$AE$5)+IF(C201>$AE$10,($AE$9/C201),0)))","v":5.4959554611161305},5.5205028022425129,1.2180752373473833,8.4089337609589698E-2,9.1107057740735797E-5,1.8347700436303072E-3,1.6632455013789738E-3,4.8479963351563686,2.1783774905638431E-2,5.6281154385517951E-3,4.3524448203324795E-4,1.4556387289310635E-5,9.2986387452143049E-6,47.047893329023815,0.24893879611555203,0.24893691615584679,0.25216421936957811,3.8508962015344927E-2,3.8508962015344927E-2,3.8508962015344927E-2,3.8508962015344927E-2,null,null,25.517741158215202,null,null,1.0081112398609501E-6,0,0,21.530152170808613]
[175,0.20278099652375431,1.0139049826187716,{"$f":"IF('Calculation Sheet'!$D$59=\"YES\",(Vcc_max-C202)*ILIM_FINAL_TOL,(Vcc_max-C202)*($AE$13+IF(C202>=$AE$8,$AE$7,0)+(IF(C202>=$AE$6,C202,0)/$AE$5)+IF(C202>$AE$10,($AE$9/C202),0)))","v":5.4930586475470919},5.5176059894728224,1.2239360667145105,8.4547625499415524E-2,9.1607573479812743E-5,1.8448480817481183E-3,1.6623692981676541E-3,4.855136492208433,2.1903203732735577E-2,5.6590185362273004E-3,4.3763551139175405E-4,1.4636356434394315E-5,9.3497231619110721E-6,47.080435239337874,0.25027384104027117,0.25027195124814039,0.25351612802160961,3.871975155198637E-2,3.871975155198637E-2,3.871975155198637E-2,3.871975155198637E-2,null,null,25.520554523771096,null,null,1.0139049826187716E-6,0,0,21.559880715566777]
[176,0.20393974507531862,1.0196987253765932,{"$f":"IF('Calculation Sheet'!$D$59=\"YES\",(Vcc_max-C203)*ILIM_FINAL_TOL,(Vcc_max-C203)*($AE$13+IF(C203>=$AE$8,$AE$7,0)+(IF(C203>=$AE$6,C203,0)/$AE$5)+IF(C203>$AE$10,($AE$9/C203),0)))","v":5.4901618339109177},5.5147091766088012,1.2297848978375958,8.5005629272389527E-2,9.2107825356180228E-5,1.8549207876636942E-3,1.6614930949350182E-3,4.862166047304771,2.202256675512082E-2,5.6899051548278123E-3,4.4002527934416946E-4,1.4716283427418375E-5,9.4007806525908677E-6,47.112712130624061,0.25160780921575032,0.25160590960201201,0.25486694130502929,3.8930421059926168E-2,3.8930421059926168E-2,3.8930421059926168E-2,3.8930421059926168E-2,null,null,25.523366050590163,null,null,1.0196987253765933E-6,0,0,21.589346080033899]
[177,0.20509849362688293,1.0254924681344149,{"$f":"IF('Calculation Sheet'!$D$59=\"YES\",(Vcc_max-C204)*ILIM_FINAL_TOL,(Vcc_max-C204)*($AE$13+IF(C204>=$AE$8,$AE$7,0)+(IF(C204>=$AE$6,C204,0)/$AE$5)+IF(C204>$AE$10,($AE$9/C204),0)))","v":5.4872650202076088},5.5118123636536591,1.2356217471545161,8.5463348952565354E-2,9.2607813369838254E-5,1.8649881613859165E-3,1.6606168916819541E-3,4.8690862192180235,2.2141863974227682E-2,5.7207752944465895E-3,4.4241378589049418E-4,1.4796168269270993E-5,9.4518112172536917E-6,47.144726542075517,0.25294070091593923,0.25293879149140697,0.25621665950221928,3.914097054379706E-2,3.914097054379706E-2,3.914097054379706E-2,3.914097054379706E-2,null,null,25.526175738917161,null,null,1.0254924681344148E-6,0,0,21.618550803158357]
[178,0.20625724217844724,1.0312862108922363,{"$f":"IF('Calculation Sheet'!$D$59=\"YES\",(Vcc_max-C205)*ILIM_FINAL_TOL,(Vcc_max-C205)*($AE$13+IF(C205>=$AE$8,$AE$7,0)+(IF(C205>=$AE$6,C205,0)/$AE$5)+IF(C205>$AE$10,($AE$9/C205),0)))","v":5.4843682064371633},5.5089155506102259,1.2414466310806276,8.5920784563994879E-2,9.3107537521674999E-5,1.8750502029254434E-3,1.6597406884093502E-3,4.8758982132906192,2.2261095391491459E-2,5.7516289551751143E-3,4.4480103103250457E-4,1.487601095906399E-5,9.502814855899544E-6,47.176480985392757,0.25427251641471837,0.25427059719019951,0.25756528289548708,3.9351400008232673E-2,3.9351400008232673E-2,3.9351400008232673E-2,3.9351400008232673E-2,null,null,25.528983588996851,null,null,1.0312862108922363E-6,0,0,21.647497396395906]
[179,0.20741599073001155,1.0370799536500579,{"$f":"IF('Calculation Sheet'!$D$59=\"YES\",(Vcc_max-C206)*ILIM_FINAL_TOL,(Vcc_max-C206)*($AE$13+IF(C206>=$AE$8,$AE$7,0)+(IF(C206>=$AE$6,C206,0)/$AE$5)+IF(C206>$AE$10,($AE$9/C206),0)))","v":5.4814713925995857},5.506018737480999,1.247259566008796,8.6377936130727306E-2,9.3606997811690462E-5,1.8851069122911568E-3,1.6588644851163181E-3,4.8826032215827695,2.238026100834567E-2,5.7824661371066455E-3,4.4718701476931244E-4,1.4955811497685545E-5,9.5537915685284247E-6,47.20797794508583,0.25560325598589806,0.25560132697219551,0.25891281176706826,3.9561709457866634E-2,3.9561709457866634E-2,3.9561709457866634E-2,3.9561709457866634E-2,null,null,25.531789601073896,null,null,1.037079953650058E-6,0,0,21.676188344011933]
[180,0.20857473928157585,1.0428736964078795,{"$f":"IF('Calculation Sheet'!$D$59=\"YES\",(Vcc_max-C207)*ILIM_FINAL_TOL,(Vcc_max-C207)*($AE$13+IF(C207>=$AE$8,$AE$7,0)+(IF(C207>=$AE$6,C207,0)/$AE$5)+IF(C207>$AE$10,($AE$9/C207),0)))","v":5.4785745786948707},5.5031219242681804,1.2530605683094302,8.6834803676810957E-2,9.4106194238996466E-5,1.8951582894928265E-3,1.657988281802858E-3,4.8892024230188307,2.2499360826223835E-2,5.8132868403326654E-3,4.4957173710180598E-4,1.5035569885135658E-5,9.6047413542521554E-6,47.239219878773426,0.25693291990321931,0.25693098111113155,0.26025924639912557,3.9771898897331681E-2,3.9771898897331681E-2,3.9771898897331681E-2,3.9771898897331681E-2,null,null,25.534593775392928,null,null,1.0428736964078795E-6,0,0,21.704626103380498]
[181,0.20973348783314016,1.0486674391657009,{"$f":"IF('Calculation Sheet'!$D$59=\"YES\",(Vcc_max-C208)*ILIM_FINAL_TOL,(Vcc_max-C208)*($AE$13+IF(C208>=$AE$8,$AE$7,0)+(IF(C208>=$AE$6,C208,0)/$AE$5)+IF(C208>$AE$10,($AE$9/C208),0)))","v":5.4756777647230219},5.5002251109737115,1.2588496543305103,8.7291387226291484E-2,9.4605126804481188E-5,1.9052043345402225E-3,1.6571120784689697E-3,4.8956969835320532,2.2618394846560363E-2,5.8440910649455446E-3,4.5195519803087336E-4,1.511528612052615E-5,9.6556642139589144E-6,47.270209217478673,0.258261508440353,0.25825955988067317,0.26160458707374978,3.9981968331259665E-2,3.9981968331259665E-2,3.9981968331259665E-2,3.9981968331259665E-2,null,null,25.537396112198508,null,null,1.048667439165701E-6,0,0,21.732813105280165]
[182,0.21089223638470447,1.0544611819235223,{"$f":"IF('Calculation Sheet'!$D$59=\"YES\",(Vcc_max-C209)*ILIM_FINAL_TOL,(Vcc_max-C209)*($AE$13+IF(C209>=$AE$8,$AE$7,0)+(IF(C209>=$AE$6,C209,0)/$AE$5)+IF(C209>$AE$10,($AE$9/C209),0)))","v":5.4727809506840384},5.4973282975993056,1.2646268403976189,8.7747686803212765E-2,9.510379550725645E-5,1.9152450474431149E-3,1.6562358751146533E-3,4.9020880562077389,2.2737363070789662E-2,5.8748788110385419E-3,4.5433739755740277E-4,1.51949602047452E-5,9.7065601476487018E-6,47.300948365921442,0.25958902187090072,0.25958706355441663,0.2629488340729571,4.0191917764284213E-2,4.0191917764284213E-2,4.0191917764284213E-2,4.0191917764284213E-2,null,null,25.540196611735155,null,null,1.0544611819235223E-6,0,0,21.760751754186288]
[183,0.21205098493626878,1.060254924681344,{"$f":"IF('Calculation Sheet'!$D$59=\"YES\",(Vcc_max-C210)*ILIM_FINAL_TOL,(Vcc_max-C210)*($AE$13+IF(C210>=$AE$8,$AE$7,0)+(IF(C210>=$AE$6,C210,0)/$AE$5)+IF(C210>$AE$10,($AE$9/C210),0)))","v":5.4698841365779183},5.4944314841464736,1.2703921428139724,8.8203702431616016E-2,9.5602200348210431E-5,1.9252804282112734E-3,1.6553596717399088E-3,4.9083767814248151,2.2856265500345252E-2,5.9056500787031396E-3,4.5671833568050602E-4,1.5274592137792808E-5,9.7574291553215176E-6,47.331439702807607,0.26091546046839387,0.26091349240588979,0.26429198767869266,4.0401747201036287E-2,4.0401747201036287E-2,4.0401747201036287E-2,4.0401747201036287E-2,null,null,25.542995274247339,null,null,1.060254924681344E-6,0,0,21.788444428560268]
[184,0.21320973348783309,1.0660486674391656,{"$f":"IF('Calculation Sheet'!$D$59=\"YES\",(Vcc_max-C211)*ILIM_FINAL_TOL,(Vcc_max-C211)*($AE$13+IF(C211>=$AE$8,$AE$7,0)+(IF(C211>=$AE$6,C211,0)/$AE$5)+IF(C211>$AE$10,($AE$9/C211),0)))","v":5.4669873224046652},5.4915346706165469,1.2761455778604507,8.8659434135541559E-2,9.6100341327343131E-5,1.93531047685358E-3,1.6544834683456244E-3,4.914564286995855,2.297510213666154E-2,5.9364048680325965E-3,4.5909801240195947E-4,1.5354181918780796E-5,9.8082712369773617E-6,47.36168558111509,0.2622408245062946,0.26223884670854947,0.26563404817282876,4.0611456646149513E-2,4.0611456646149513E-2,4.0611456646149513E-2,4.0611456646149513E-2,null,null,25.545792099979476,null,null,1.0660486674391657E-6,0,0,21.815893481135614]
[185,0.2143684820393974,1.071842410196987,{"$f":"IF('Calculation Sheet'!$D$59=\"YES\",(Vcc_max-C212)*ILIM_FINAL_TOL,(Vcc_max-C212)*($AE$13+IF(C212>=$AE$8,$AE$7,0)+(IF(C212>=$AE$6,C212,0)/$AE$5)+IF(C212>$AE$10,($AE$9/C212),0)))","v":5.4640905081642757},5.4886378570107022,1.2818871617956287,8.9114881939027057E-2,9.659821844376637E-5,1.9453351933806928E-3,1.6536072649300237E-3,4.9206516883055507,2.3093872981172048E-2,5.9671431791183949E-3,4.6147642772176312E-4,1.5433729548597341E-5,9.8590863926162342E-6,47.391688328376681,0.26356511425799578,0.26356312673578319,0.26697501583716399,4.0821046104254854E-2,4.0821046104254854E-2,4.0821046104254854E-2,4.0821046104254854E-2,null,null,25.548587089175907,null,null,1.071842410196987E-6,0,0,21.843101239200774]
[186,0.21552723059096171,1.0776361529548086,{"$f":"IF('Calculation Sheet'!$D$59=\"YES\",(Vcc_max-C213)*ILIM_FINAL_TOL,(Vcc_max-C213)*($AE$13+IF(C213>=$AE$8,$AE$7,0)+(IF(C213>=$AE$6,C213,0)/$AE$5)+IF(C213>$AE$10,($AE$9/C213),0)))","v":5.461193693856754},5.4857410433299751,1.2876169108558075,8.9570045866107506E-2,9.7095831698368329E-5,1.9553545778014936E-3,1.6527310614948831E-3,4.9266400884476615,2.3212578035311182E-2,5.9978650120537935E-3,4.6385358164080515E-4,1.5513235027242445E-5,9.9098746222381351E-6,47.421450246959949,0.26488832999682099,0.26488633276090923,0.26831489095342498,4.1030515579984161E-2,4.1030515579984161E-2,4.1030515579984161E-2,4.1030515579984161E-2,null,null,25.551380242080945,null,null,1.0776361529548087E-6,0,0,21.870070004879004]
[187,0.21668597914252602,1.0834298957126303,{"$f":"IF('Calculation Sheet'!$D$59=\"YES\",(Vcc_max-C214)*ILIM_FINAL_TOL,(Vcc_max-C214)*($AE$13+IF(C214>=$AE$8,$AE$7,0)+(IF(C214>=$AE$6,C214,0)/$AE$5)+IF(C214>$AE$10,($AE$9/C214),0)))","v":5.4582968794820941},5.4828442295752806,1.2933348412550423,9.0024925940817013E-2,9.7593181091149006E-5,1.9653686301257522E-3,1.6518548580393144E-3,4.9325305783604545,2.3331217300512463E-2,6.0285703669302748E-3,4.6622947415908556E-4,1.5592698353827927E-5,9.9606359249548859E-6,47.450973614343653,0.26621047199602277,0.26620846505717655,0.26965367380326555,4.1239865077970173E-2,4.1239865077970173E-2,4.1239865077970173E-2,4.1239865077970173E-2,null,null,25.55417155893884,null,null,1.0834298957126302E-6,0,0,21.896802055404812]
[188,0.21784472769409033,1.0892236384704519,{"$f":"IF('Calculation Sheet'!$D$59=\"YES\",(Vcc_max-C215)*ILIM_FINAL_TOL,(Vcc_max-C215)*($AE$13+IF(C215>=$AE$8,$AE$7,0)+(IF(C215>=$AE$6,C215,0)/$AE$5)+IF(C215>$AE$10,($AE$9/C215),0)))","v":5.4554000650403012},5.4799474157474242,1.2990409691851754,9.0479522187187023E-2,9.8090266621220223E-5,1.9753773503632388E-3,1.6509786545633176E-3,4.938324236960649,2.34497907782103E-2,6.0592592438410975E-3,4.6860410527749252E-4,1.5672119529241968E-5,1.0011370301654665E-5,47.480260683391627,0.26753154052878614,0.26752952389776485,0.27099136466826756,4.1449094602842962E-2,4.1449094602842962E-2,4.1449094602842962E-2,4.1449094602842962E-2,null,null,25.556961039993773,null,null,1.0892236384704519E-6,0,0,21.923299643397854]
[189,0.21900347624565464,1.0950173812282733,{"$f":"IF('Calculation Sheet'!$D$59=\"YES\",(Vcc_max-C216)*ILIM_FINAL_TOL,(Vcc_max-C216)*($AE$13+IF(C216>=$AE$8,$AE$7,0)+(IF(C216>=$AE$6,C216,0)/$AE$5)+IF(C216>$AE$10,($AE$9/C216),0)))","v":5.4525032505313726},5.4770506018471181,1.3047353108158664,9.0933834629246313E-2,9.8587088289470159E-5,1.9853807385237232E-3,1.6501024510668927E-3,4.9440221312758901,2.3568298469837323E-2,6.0899316428777439E-3,4.7097747499691422E-4,1.5751498552596388E-5,1.0062077752337473E-5,47.50931368262313,0.26885153586822508,0.2688495095557828,0.27232796382993918,4.165820415923438E-2,4.165820415923438E-2,4.165820415923438E-2,4.165820415923438E-2,null,null,25.559748685489911,null,null,1.0950173812282732E-6,0,0,21.949564997133219]
[190,0.22016222479721895,1.1008111239860949,{"$f":"IF('Calculation Sheet'!$D$59=\"YES\",(Vcc_max-C217)*ILIM_FINAL_TOL,(Vcc_max-C217)*($AE$13+IF(C217>=$AE$8,$AE$7,0)+(IF(C217>=$AE$6,C217,0)/$AE$5)+IF(C217>$AE$10,($AE$9/C217),0)))","v":5.4496064359553102},5.4741537878749886,1.3104178822946206,9.1387863291022775E-2,9.9083646095898814E-5,1.9953787946169754E-3,1.6492262475500397E-3,4.9496253165757587,2.3686740376827942E-2,6.1205875641325846E-3,4.7334958331735066E-4,1.5830835424779366E-5,1.0112758277003309E-5,47.538134816480728,0.27017045828738429,0.27016842230427063,0.2736634715697166,4.1867193751776277E-2,4.1867193751776277E-2,4.1867193751776277E-2,4.1867193751776277E-2,null,null,25.562534495671333,null,null,1.1008111239860949E-6,0,0,21.975600320809395]
[191,0.22132097334878326,1.1066048667439163,{"$f":"IF('Calculation Sheet'!$D$59=\"YES\",(Vcc_max-C218)*ILIM_FINAL_TOL,(Vcc_max-C218)*($AE$13+IF(C218>=$AE$8,$AE$7,0)+(IF(C218>=$AE$6,C218,0)/$AE$5)+IF(C218>$AE$10,($AE$9/C218),0)))","v":5.4467096213121113},5.4712569738315899,1.3160886997468211,9.1841608196541635E-2,9.9579940040506187E-5,2.0053715186527654E-3,1.6483500440136467E-3,4.9551348365013386,2.3805116500616563E-2,6.1512270076988784E-3,4.7572043023880184E-4,1.5910130145790902E-5,1.0163411875652173E-5,47.566726265594774,0.27148830805923918,0.27148626241619933,0.27499788816896409,4.2076063385098728E-2,4.2076063385098728E-2,4.2076063385098728E-2,4.2076063385098728E-2,null,null,25.565318470782067,null,null,1.1066048667439164E-6,0,0,22.001407794812707]
[192,{"$f":"($AE$11/2000)*(A219)","v":0.22247972190034759},{"$f":"$AE$13*B219*10^-3/($AE$4*10^-6)","v":1.112398609501738},{"$f":"IF('Calculation Sheet'!$D$59=\"YES\",(Vcc_max-C219)*ILIM_FINAL_TOL,(Vcc_max-C219)*($AE$13+IF(C219>=$AE$8,$AE$7,0)+(IF(C219>=$AE$6,C219,0)/$AE$5)+IF(C219>$AE$10,($AE$9/C219),0)))","v":5.4438128066017777},5.4683601597174087,1.3217477792757597,9.2295069369827232E-2,1.000759701224041E-4,2.0153589106408631E-3,1.6474738404559375E-3,4.9605517231933574,2.392342684263582E-2,6.1818499736681076E-3,4.7809001576215593E-4,1.5989382714742817E-5,1.0214038548284066E-5,47.595090187045209,0.27280508545669679,0.27280303016447061,0.2763312139089722,4.2284813063831805E-2,4.2284813063831805E-2,4.2284813063831805E-2,4.2284813063831805E-2,null,null,25.568100611066097,null,null,{"$f":"IF(C219>=$AE$6,C219,0)/$AE$5","v":1.1123986095017379E-6},{"$f":"IF(C219>=$AE$8,$AE$7,0)","v":0},{"$f":"IF(C219>$AE$10,($AE$9/C219),0)","v":0},{"$f":"(Q219-AA219)*IF((Vcc_max-C219)>$F$4,1,0)","v":22.026989575979112}]
[193,0.2236384704519119,1.1181923522595596,{"$f":"IF('Calculation Sheet'!$D$59=\"YES\",(Vcc_max-C220)*ILIM_FINAL_TOL,(Vcc_max-C220)*($AE$13+IF(C220>=$AE$8,$AE$7,0)+(IF(C220>=$AE$6,C220,0)/$AE$5)+IF(C220>$AE$10,($AE$9/C220),0)))","v":5.4409159918243111},{"$f":"(D219+((((EXP(-(B220-B219)*10^-3/$F$14)))*(E219-D219))))","v":5.4654633455328758},{"$f":"(D219+((((EXP(-(B220-B219)*10^-3/$F$15)))*(F219-D219))))","v":1.3273951369626653},{"$f":"(D219+((((EXP(-(B220-B219)*10^-3/$F$16)))*(G219-D219))))","v":9.2748246834899462E-2},{"$f":"(D219+((((EXP(-(B220-B219)*10^-3/$F$17)))*(H219-D219))))","v":1.0057173634248073E-4},{"$f":"(D219+((((EXP(-(B220-B219)*10^-3/$F$18)))*(I219-D219))))","v":2.0253409705901504E-3},{"$f":"(D219+((((EXP(-(B220-B219)*10^-3/$F$19)))*(JX219-D219))))","v":1.6465976368786883E-3},{"$f":"(D219+((((EXP(-(B220-B219)*10^-3/$F$20)))*(K219-D219))))","v":4.9658769974189125},{"$f":"(D219+((((EXP(-(B220-B219)*10^-3/$F$21)))*(L219-D219))))","v":2.404167140432012E-2},{"$f":"(D219+((((EXP(-(B220-B219)*10^-3/$F$22)))*(M219-D219))))","v":6.212456462133531E-3},4.8045833988830111E-4,1.606859313252329E-5,1.0264638294010808E-5,47.623228714620446,{"$f":"(D219+((((EXP(-(B220-B219)*10^-3/$B$14)))*(R219-D219))))","v":0.2741207907525931},{"$f":"(D219+((((EXP(-(B220-B219)*10^-3/$B$15)))*(S219-D219))))","v":0.27411872582191599},{"$f":"(D219+((((EXP(-(B220-B219)*10^-3/$B$16)))*(T219-D219))))","v":0.27766344907095952},{"$f":"(D219+((((EXP(-(B220-B219)*10^-3/$B$17)))*(U219-D219))))","v":4.2493442792607361E-2},{"$f":"(D219+((((EXP(-(B220-B219)*10^-3/$B$18)))*(V219-D219))))","v":4.2493442792607361E-2},4.2493442792607361E-2,4.2493442792607361E-2,null,null,25.570880916767354,null,null,1.1181923522595596E-6,0,0,22.052347797853091]
[194,0.22479721900347621,1.1239860950173812,{"$f":"IF('Calculation Sheet'!$D$59=\"YES\",(Vcc_max-C221)*ILIM_FINAL_TOL,(Vcc_max-C221)*($AE$13+IF(C221>=$AE$8,$AE$7,0)+(IF(C221>=$AE$6,C221,0)/$AE$5)+IF(C221>$AE$10,($AE$9/C221),0)))","v":5.438019176979707},5.4625665312783713,1.3330307888667345,9.320114061577911E-2,1.0106723870073608E-4,2.0353176985112853E-3,1.6457214332810111E-3,4.9711116686968042,2.4159850187102982E-2,6.2430464731866309E-3,{"$f":"(D220+((((EXP(-(B221-B220)*10^-3/$F$23)))*(N220-D220))))","v":4.8282540261812557E-4},{"$f":"(D220+((((EXP(-(B221-B220)*10^-3/$F$24)))*(O220-D220))))","v":1.6147761399132321E-5},{"$f":"(D220+((((EXP(-(B221-B220)*10^-3/$F$25)))*(P220-D220))))","v":1.0315211113720579E-5},{"$f":"$C$6+(E221*$G$14)+(F221*$G$15)+(G221*$G$16)+(H221*$G$17)+(I221*$G$18)+(J221*$G$19)+(K221*$G$20)+(L221*$G$21)+(M221*$G$22)","v":47.65114395907338},0.2754354242196948,0.27543334966129684,0.27899459393607184,4.2701952576055469E-2,4.2701952576055469E-2,{"$f":"(D220+((((EXP(-(B221-B220)*10^-3/$B$19)))*(W220-D220))))","v":4.2701952576055469E-2},{"$f":"(D220+((((EXP(-(B221-B220)*10^-3/$B$20)))*(X220-D220))))","v":4.2701952576055469E-2},null,null,{"$f":"$C$6+(R221*$C$14)+(S221*$C$15)+(T221*$C$16)+(U221*$C$17)+(V221*$C$18)+(W221*$C$19)+(X221*$C$20)","v":25.573659388129716},null,null,1.1239860950173811E-6,0,0,22.077484570943664]
[195,0.22595596755504052,1.1297798377752026,{"$f":"IF('Calculation Sheet'!$D$59=\"YES\",(Vcc_max-C222)*ILIM_FINAL_TOL,(Vcc_max-C222)*($AE$13+IF(C222>=$AE$8,$AE$7,0)+(IF(C222>=$AE$6,C222,0)/$AE$5)+IF(C222>$AE$10,($AE$9/C222),0)))","v":5.4351223620679701},5.4596697169542301,1.3386547510251638,9.3653750736482522E-2,1.0156247719717015E-4,2.0452890944131497E-3,1.6448452296629057E-3,4.9762567354214839,2.4277963192417928E-2,6.273620006920666E-3,4.8519120395162929E-4,1.6226887513681731E-5,1.0365757007413379E-5,47.678838008374605,0.2767489861307002,0.27674690195530705,0.28032464878538299,4.2910342418806202E-2,4.2910342418806202E-2,4.2910342418806202E-2,4.2910342418806202E-2,null,null,25.576436025397012,null,null,1.1297798377752026E-6,0,0,22.102401982977593]
[196,0.22711471610660483,1.1355735805330243,{"$f":"IF('Calculation Sheet'!$D$59=\"YES\",(Vcc_max-C223)*ILIM_FINAL_TOL,(Vcc_max-C223)*($AE$13+IF(C223>=$AE$8,$AE$7,0)+(IF(C223>=$AE$6,C223,0)/$AE$5)+IF(C223>$AE$10,($AE$9/C223),0)))","v":5.4322255470890974},5.456772902560747,1.344267039453177,9.4106077221025153E-2,1.0205745183178294E-4,2.0552551583055134E-3,1.6439690260243722E-3,4.9813131849856394,2.4396010421698477E-2,6.3041770634271188E-3,4.8755574388881229E-4,1.63059714770597E-5,1.0416275975089206E-5,47.706312927962728,0.27806147675823834,0.27805938297657029,0.28165361389989396,4.3118612325488748E-2,4.3118612325488748E-2,4.3118612325488748E-2,4.3118612325488748E-2,null,null,25.579210828812979,null,null,1.1355735805330243E-6,0,0,22.127102099149749]
[197,0.22827346465816914,1.1413673232908459,{"$f":"IF('Calculation Sheet'!$D$59=\"YES\",(Vcc_max-C224)*ILIM_FINAL_TOL,(Vcc_max-C224)*($AE$13+IF(C224>=$AE$8,$AE$7,0)+(IF(C224>=$AE$6,C224,0)/$AE$5)+IF(C224>$AE$10,($AE$9/C224),0)))","v":5.4293287320430901},5.4538760880981823,1.3498676701440573,9.4558120093419795E-2,1.0255216260457445E-4,2.0652158901981466E-3,1.6430928223654107E-3,4.9862819939014287,2.4513991876378149E-2,6.334717642799248E-3,4.8991902243056273E-4,1.6385013289266226E-5,1.0466768016748063E-5,47.733570760992144,0.27937289637486806,0.279370792997641,0.28298148956053293,4.3326762300734067E-2,4.3326762300734067E-2,4.3326762300734067E-2,4.3326762300734067E-2,null,null,25.581983798621362,null,null,1.1413673232908458E-6,0,0,22.151586962370782]
[198,0.22943221320973345,1.1471610660486673,{"$f":"IF('Calculation Sheet'!$D$59=\"YES\",(Vcc_max-C225)*ILIM_FINAL_TOL,(Vcc_max-C225)*($AE$13+IF(C225>=$AE$8,$AE$7,0)+(IF(C225>=$AE$6,C225,0)/$AE$5)+IF(C225>$AE$10,($AE$9/C225),0)))","v":5.4264319169299471},5.4509792735667659,1.3554566590691763,9.5009879377678352E-2,1.0304660951554467E-4,2.075171290100819E-3,1.6422166186869092E-3,4.9911641279203769,2.4631907557890464E-2,6.3652417451285359E-3,4.9228103957776881E-4,1.6464012949413132E-5,1.0517233132389947E-5,47.760613528577856,0.28068324525307808,0.28068113229100344,0.284308276048157,4.3534792349171347E-2,4.3534792349171347E-2,4.3534792349171347E-2,4.3534792349171347E-2,null,null,25.58475493506581,null,null,1.1471610660486673E-6,0,0,22.175858593512046]
[199,0.23059096176129776,1.1529548088064889,{"$f":"IF('Calculation Sheet'!$D$59=\"YES\",(Vcc_max-C226)*ILIM_FINAL_TOL,(Vcc_max-C226)*($AE$13+IF(C226>=$AE$8,$AE$7,0)+(IF(C226>=$AE$6,C226,0)/$AE$5)+IF(C226>$AE$10,($AE$9/C226),0)))","v":5.4235351017496702},5.4480824589667005,1.3610340221780248,9.5461355097809175E-2,1.0354079256469362E-4,2.0851213580224126E-3,1.6413404149870914E-3,4.9959605421519528,2.4749757467668942E-2,6.3957493705073531E-3,4.9464179533043051E-4,1.6542970458388595E-5,1.056767132201486E-5,47.787443230037724,0.2819925236652896,0.28199040112907348,0.28563397364354959,4.3742702475430661E-2,4.3742702475430661E-2,4.3742702475430661E-2,4.3742702475430661E-2,null,null,25.587524238389943,null,null,1.1529548088064888E-6,0,0,22.199918991647781]
[200,0.23174971031286207,1.1587485515643106,{"$f":"IF('Calculation Sheet'!$D$59=\"YES\",(Vcc_max-C227)*ILIM_FINAL_TOL,(Vcc_max-C227)*($AE$13+IF(C227>=$AE$8,$AE$7,0)+(IF(C227>=$AE$6,C227,0)/$AE$5)+IF(C227>$AE$10,($AE$9/C227),0)))","v":5.4206382865022578},5.4451856442981654,1.3665997753982406,9.5912547277819726E-2,1.0403471175202128E-4,2.0950660939735855E-3,1.6404642112677337E-3,5.000672181180839,2.4867541607147103E-2,6.4262405190289584E-3,4.9700128968943602E-4,1.6621885815304438E-5,1.0618082584734623E-5,47.814061843132052,0.28330073188385363,0.2832985997841968,0.28695858262742213,4.3950492684140308E-2,4.3950492684140308E-2,4.3950492684140308E-2,4.3950492684140308E-2,null,null,25.590291708837295,null,null,1.1587485515643106E-6,0,0,22.223770134294757]
[201,0.23290845886442638,1.164542294322132,{"$f":"IF('Calculation Sheet'!$D$59=\"YES\",(Vcc_max-C228)*ILIM_FINAL_TOL,(Vcc_max-C228)*($AE$13+IF(C228>=$AE$8,$AE$7,0)+(IF(C228>=$AE$6,C228,0)/$AE$5)+IF(C228>$AE$10,($AE$9/C228),0)))","v":5.4177414711877114},5.442288829561317,1.3721539346356426,9.6363455941715692E-2,1.0452836707752766E-4,2.1050054979641075E-3,1.6395880075279479E-3,5.0052999791829071,2.4985259977758467E-2,6.4567151907848341E-3,4.9935952265567352E-4,1.6700759021048839E-5,1.0668466921437414E-5,47.840471324300388,0.28460787018105194,0.28460572852865074,0.28828210328041326,4.415816297993036E-2,4.415816297993036E-2,4.415816297993036E-2,4.415816297993036E-2,null,null,25.593057346651385,null,null,1.1645422943221321E-6,0,0,22.247413977649003]
[202,0.23406720741599069,1.1703360370799536,{"$f":"IF('Calculation Sheet'!$D$59=\"YES\",(Vcc_max-C229)*ILIM_FINAL_TOL,(Vcc_max-C229)*($AE$13+IF(C229>=$AE$8,$AE$7,0)+(IF(C229>=$AE$6,C229,0)/$AE$5)+IF(C229>$AE$10,($AE$9/C229),0)))","v":5.4148446558060286},5.4393920147562946,1.3776965157742564,9.6814081113499206E-2,1.0502175854121276E-4,2.1149395700028606E-3,1.6387118037668458E-3,5.0098448600399212,2.5102912580936554E-2,6.487173385868239E-3,5.01716494229143E-4,1.6779590075621797E-5,1.0718824332123233E-5,47.866673608895951,0.28591393882909699,0.28591178763464331,0.28960453588309054,4.4365713367429116E-2,4.4365713367429116E-2,4.4365713367429116E-2,4.4365713367429116E-2,null,null,25.595821152075647,null,null,1.1703360370799536E-6,0,0,22.270852456820304]
[203,0.23522595596755499,1.176129779837775,{"$f":"IF('Calculation Sheet'!$D$59=\"YES\",(Vcc_max-C230)*ILIM_FINAL_TOL,(Vcc_max-C230)*($AE$13+IF(C230>=$AE$8,$AE$7,0)+(IF(C230>=$AE$6,C230,0)/$AE$5)+IF(C230>$AE$10,($AE$9/C230),0)))","v":5.411947840357211},5.4364951998832209,1.3832275346763465,9.7264422817171514E-2,1.0551488614307658E-4,2.1248683100996146E-3,1.6378355999870919E-3,5.0143077374529685,2.5220499418113995E-2,6.5176151043706554E-3,5.0407220441073264E-4,1.6858378978135136E-5,1.0769154816792081E-5,47.892670611417245,0.28721893810013199,0.28721677737431239,0.29092588071594783,4.4573143851265762E-2,4.4573143851265762E-2,4.4573143851265762E-2,4.4573143851265762E-2,null,null,25.598583125353489,null,null,1.1761297798377751E-6,0,0,22.294087486063756]
[204,0.2363847045191193,1.1819235225955966,{"$f":"IF('Calculation Sheet'!$D$59=\"YES\",(Vcc_max-C231)*ILIM_FINAL_TOL,(Vcc_max-C231)*($AE$13+IF(C231>=$AE$8,$AE$7,0)+(IF(C231>=$AE$6,C231,0)/$AE$5)+IF(C231>$AE$10,($AE$9/C231),0)))","v":5.4090510248412595},5.4335983849422043,1.3887470071824453,9.7714481076732085E-2,1.0600774988311912E-4,2.1347917182641396E-3,1.6369593961860218E-3,5.0186895150546498,2.5338020490725199E-2,6.5480403463844539E-3,5.0642665320044244E-4,1.6937125729477032E-5,1.0819458375443958E-5,47.91846422573731,0.28852286826623086,0.28852069801972746,0.29224613805940702,4.4780454436068595E-2,4.4780454436068595E-2,4.4780454436068595E-2,4.4780454436068595E-2,null,null,25.601343266728243,null,null,1.1819235225955966E-6,0,0,22.317120959009067]
[205,0.23754345307068361,1.1877172653534183,{"$f":"IF('Calculation Sheet'!$D$59=\"YES\",(Vcc_max-C232)*ILIM_FINAL_TOL,(Vcc_max-C232)*($AE$13+IF(C232>=$AE$8,$AE$7,0)+(IF(C232>=$AE$6,C232,0)/$AE$5)+IF(C232>$AE$10,($AE$9/C232),0)))","v":5.4061542092581725},5.4307015699333405,1.3942549491113843,9.8164255916176835E-2,1.0650034976134037E-4,2.1447097945062055E-3,1.6360831923645236E-3,5.0229910865200242,2.5455475800202798E-2,6.5784491120028932E-3,5.0877984059916059E-4,1.7015830329647486E-5,1.0869735008078862E-5,47.944056325330308,0.28982572959939823,0.28982354984288872,0.2935653081938181,4.4987645126465914E-2,4.4987645126465914E-2,4.4987645126465914E-2,4.4987645126465914E-2,null,null,25.604101576443199,null,null,1.1877172653534183E-6,0,0,22.339954748887109]
[206,0.23870220162224792,1.1935110081112397,{"$f":"IF('Calculation Sheet'!$D$59=\"YES\",(Vcc_max-C233)*ILIM_FINAL_TOL,(Vcc_max-C233)*($AE$13+IF(C233>=$AE$8,$AE$7,0)+(IF(C233>=$AE$6,C233,0)/$AE$5)+IF(C233>$AE$10,($AE$9/C233),0)))","v":5.4032573936079507},5.4278047548567132,1.3997513762603218,9.861374735950168E-2,1.0699268577774035E-4,2.1546225388355822E-3,1.6352069885234854E-3,5.0272133356763389,2.5572865347980311E-2,6.6088414013174557E-3,5.1113176660688708E-4,1.7094492777758319E-5,1.0919984713808617E-5,47.969448763495691,0.29112752237157036,0.29112533311572619,0.29488339139945818,4.5194715927086015E-2,4.5194715927086015E-2,4.5194715927086015E-2,4.5194715927086015E-2,null,null,25.606858054741576,null,null,1.1935110081112396E-6,0,0,22.362590708754116]
[207,0.23986095017381223,1.1993047508690613,{"$f":"IF('Calculation Sheet'!$D$59=\"YES\",(Vcc_max-C234)*ILIM_FINAL_TOL,(Vcc_max-C234)*($AE$13+IF(C234>=$AE$8,$AE$7,0)+(IF(C234>=$AE$6,C234,0)/$AE$5)+IF(C234>$AE$10,($AE$9/C234),0)))","v":5.4003605778905941},5.424907939712396,1.4052363044047733,9.9062955430698985E-2,1.0748475793231904E-4,2.1645299512620397E-3,1.634330784661131E-3,5.031357136611545,2.5690189135490371E-2,6.6392172144205119E-3,5.1348243122451009E-4,1.717311307469771E-5,1.09702074935214E-5,47.994643373579827,0.29242824685461244,0.29242604811010153,0.29620038795653247,4.5401666842557198E-2,4.5401666842557198E-2,4.5401666842557198E-2,4.5401666842557198E-2,null,null,25.609612701866585,null,null,1.1993047508690613E-6,0,0,22.385030671713242]
[208,0.24101969872537654,1.2050984936268829,{"$f":"IF('Calculation Sheet'!$D$59=\"YES\",(Vcc_max-C235)*ILIM_FINAL_TOL,(Vcc_max-C235)*($AE$13+IF(C235>=$AE$8,$AE$7,0)+(IF(C235>=$AE$6,C235,0)/$AE$5)+IF(C235>$AE$10,($AE$9/C235),0)))","v":5.3974637621061028},5.4220111245004547,1.410709749298642,9.9511880153760224E-2,1.0797656622507645E-4,2.1744320317944599E-3,1.6334545807792367E-3,5.0354233537816206,2.5807447164167385E-2,6.6695765514053207E-3,5.158318344529178E-4,1.7251691220465659E-5,1.1020403347217211E-5,48.01964196919532,0.29372790332032217,0.29372569509780799,0.29751629814517422,4.5608497877507759E-2,4.5608497877507759E-2,4.5608497877507759E-2,4.5608497877507759E-2,null,null,25.612365518061335,null,null,1.205098493626883E-6,0,0,22.407276451133985]
[209,0.24217844727694085,1.2108922363847043,{"$f":"IF('Calculation Sheet'!$D$59=\"YES\",(Vcc_max-C236)*ILIM_FINAL_TOL,(Vcc_max-C236)*($AE$13+IF(C236>=$AE$8,$AE$7,0)+(IF(C236>=$AE$6,C236,0)/$AE$5)+IF(C236>$AE$10,($AE$9/C236),0)))","v":5.3945669462544759},5.4191143092209479,1.4161717266742473,9.996052155267332E-2,1.0846811065601258E-4,2.1843287804435008E-3,1.6325783768769142E-3,5.0394128421167084,2.5924639435443098E-2,6.6999194123633643E-3,5.1817997629211021E-4,1.7330227214173988E-5,1.1070572274896051E-5,48.044446344437731,0.29502649204042797,0.29502427435056777,0.29883112224544472,4.581520903656422E-2,4.581520903656422E-2,4.581520903656422E-2,4.581520903656422E-2,null,null,25.615116503568906,null,null,1.2108922363847043E-6,0,0,22.429329840868824]
[210,0.24333719582850516,1.216685979142526,{"$f":"IF('Calculation Sheet'!$D$59=\"YES\",(Vcc_max-C237)*ILIM_FINAL_TOL,(Vcc_max-C237)*($AE$13+IF(C237>=$AE$8,$AE$7,0)+(IF(C237>=$AE$6,C237,0)/$AE$5)+IF(C237>$AE$10,($AE$9/C237),0)))","v":5.391670130335716},5.4162174938739254,1.4216222522423552,0.10040887965142531,1.0895939122512743E-4,2.1942201972180442E-3,1.6317021729541636E-3,5.0433264471260868,2.6041765950751916E-2,6.7302457973870133E-3,5.205268567429755E-4,1.7408721056710874E-5,1.1120714276557919E-5,48.069058274100108,0.29632401328658808,0.29632178614003557,0.30014486053733158,4.6021800324354878E-2,4.6021800324354878E-2,4.6021800324354878E-2,4.6021800324354878E-2,null,null,25.617865658632308,null,null,1.216685979142526E-6,0,0,22.4511926154678]
[211,0.24449594438006947,1.2224797219003476,{"$f":"IF('Calculation Sheet'!$D$59=\"YES\",(Vcc_max-C238)*ILIM_FINAL_TOL,(Vcc_max-C238)*($AE$13+IF(C238>=$AE$8,$AE$7,0)+(IF(C238>=$AE$6,C238,0)/$AE$5)+IF(C238>$AE$10,($AE$9/C238),0)))","v":5.3887733143498187},5.4133206784594323,1.4270613416922071,0.10085695447400145,1.0945040793330918E-4,2.2041062821278601E-3,1.630825969010985E-3,5.0471650050019825,2.6158826711526473E-2,6.7605557065695265E-3,5.2287247580551366E-4,1.748717274718814E-5,1.1170829352202816E-5,48.093479513884937,0.29762046733039327,0.29761823073779592,0.30145751330075132,4.6228271745507143E-2,4.6228271745507143E-2,4.6228271745507143E-2,4.6228271745507143E-2,null,null,25.620612983494539,null,null,1.2224797219003475E-6,0,0,22.472866530390398]
[212,0.24565469293163378,1.228273464658169,{"$f":"IF('Calculation Sheet'!$D$59=\"YES\",(Vcc_max-C239)*ILIM_FINAL_TOL,(Vcc_max-C239)*($AE$13+IF(C239>=$AE$8,$AE$7,0)+(IF(C239>=$AE$6,C239,0)/$AE$5)+IF(C239>$AE$10,($AE$9/C239),0)))","v":5.3858764982967866},5.4104238629775088,1.4324890106915502,0.10130474604438344,1.0994116077966964E-4,2.2139870351827184E-3,1.6299497650473782E-3,5.0509293427222373,2.6275821719199399E-2,6.7908491400023863E-3,5.2521683348061288E-4,1.7565582286493964E-5,1.1220917501830741E-5,48.117711800613975,0.29891585444336322,0.29891360841536496,0.30276908081554854,4.6434623304647538E-2,4.6434623304647538E-2,4.6434623304647538E-2,4.6434623304647538E-2,null,null,25.623358478398472,null,null,1.228273464658169E-6,0,0,22.494353322215503]
[213,0.24681344148319809,1.2340672074159906,{"$f":"IF('Calculation Sheet'!$D$59=\"YES\",(Vcc_max-C240)*ILIM_FINAL_TOL,(Vcc_max-C240)*($AE$13+IF(C240>=$AE$8,$AE$7,0)+(IF(C240>=$AE$6,C240,0)/$AE$5)+IF(C240>$AE$10,($AE$9/C240),0)))","v":5.3829796821766216},5.4075270474281885,1.4379052748866656,0.101752254386553,1.1043164976420883E-4,2.2238624563923892E-3,1.6290735610642315E-3,5.0546202781518481,2.6392750975204216E-2,6.8211260977779631E-3,5.2755992976827315E-4,1.7643949674628345E-5,1.1270978724553515E-5,48.14175685243562,0.30021017489695012,0.30020791944418956,0.304079563361495,4.6640855006404358E-2,4.6640855006404358E-2,4.6640855006404358E-2,4.6640855006404358E-2,null,null,25.626102143587005,null,null,1.2340672074159907E-6,0,0,22.515654708848615]
[214,0.2479721900347624,1.239860950173812,{"$f":"IF('Calculation Sheet'!$D$59=\"YES\",(Vcc_max-C241)*ILIM_FINAL_TOL,(Vcc_max-C241)*($AE$13+IF(C241>=$AE$8,$AE$7,0)+(IF(C241>=$AE$6,C241,0)/$AE$5)+IF(C241>$AE$10,($AE$9/C241),0)))","v":5.3800828659893201},5.4046302318115034,1.4433101499023988,0.10219947952448827,1.1092187488692673E-4,2.2337325457666424E-3,1.6281973570597685E-3,5.058238620143384,2.6509614480974442E-2,6.8513865799895157E-3,5.2990176467027084E-4,1.7722274910703106E-5,1.1321013021259319E-5,48.165616369030033,0.30150342896253601,0.30150116409564642,0.3053889612182914,4.6846966855403238E-2,4.6846966855403238E-2,4.6846966855403238E-2,4.6846966855403238E-2,null,null,25.628843979302928,null,null,1.239860950173812E-6,0,0,22.536772389727105]
[215,0.24913093858632671,1.2456546929316339,{"$f":"IF('Calculation Sheet'!$D$59=\"YES\",(Vcc_max-C242)*ILIM_FINAL_TOL,(Vcc_max-C242)*($AE$13+IF(C242>=$AE$8,$AE$7,0)+(IF(C242>=$AE$6,C242,0)/$AE$5)+IF(C242>$AE$10,($AE$9/C242),0)))","v":5.3771860497348847},5.4017334161274801,1.4487036513421891,0.10264642148216652,1.1141183614871153E-4,2.2435973033152479E-3,1.6273211530357656E-3,5.0617851686362991,2.6626412237941821E-2,6.8816305867285266E-3,5.3224233818571776E-4,1.7800557995606425E-5,1.137102039194815E-5,48.189292031812052,0.30279561691143453,0.30279334264104563,0.30669727466556473,4.7052958856270699E-2,4.7052958856270699E-2,4.7052958856270699E-2,4.7052958856270699E-2,null,null,25.631583985788996,null,null,1.2456546929316339E-6,0,0,22.557708046023055]
[216,0.25028968713789101,1.2514484356894553,{"$f":"IF('Calculation Sheet'!$D$59=\"YES\",(Vcc_max-C243)*ILIM_FINAL_TOL,(Vcc_max-C243)*($AE$13+IF(C243>=$AE$8,$AE$7,0)+(IF(C243>=$AE$6,C243,0)/$AE$5)+IF(C243>$AE$10,($AE$9/C243),0)))","v":5.3742892334133128},5.3988366003761437,1.4540857947880985,0.10309308028356146,1.1190153354867505E-4,2.2534567290470875E-3,1.6264449489913346E-3,5.0652607147551496,2.6743144247540762E-2,6.9118581180873662E-3,5.3458165031639027E-4,1.7878798929338302E-5,1.142100083662001E-5,48.212785504131816,0.30408673901489003,0.3040844553516262,0.30800450398287094,4.7258831013634151E-2,4.7258831013634151E-2,4.7258831013634151E-2,4.7258831013634151E-2,null,null,25.634322163287919,null,null,1.2514484356894552E-6,0,0,22.578463340843896]
[217,0.25144843568945535,1.2572421784472769,{"$f":"IF('Calculation Sheet'!$D$59=\"YES\",(Vcc_max-C244)*ILIM_FINAL_TOL,(Vcc_max-C244)*($AE$13+IF(C244>=$AE$8,$AE$7,0)+(IF(C244>=$AE$6,C244,0)/$AE$5)+IF(C244>$AE$10,($AE$9/C244),0)))","v":5.3713924170246079},5.3959397845575134,1.459456595800841,0.1035394559526468,1.1239096708681728E-4,2.2633108229728194E-3,1.6255687449264755E-3,5.0686660409067299,2.6859810511203008E-2,6.9420691741584051E-3,5.3691970106140019E-4,1.7956997711010558E-5,1.1470954355274898E-5,48.236098431473195,0.30537679554407848,0.3053745024985588,0.30931064944969311,4.7464583332119226E-2,4.7464583332119226E-2,4.7464583332119226E-2,4.7464583332119226E-2,null,null,25.637058512042341,null,null,1.2572421784472769E-6,0,0,22.599039919430854]
[218,0.25260718424101963,1.2630359212050983,{"$f":"IF('Calculation Sheet'!$D$59=\"YES\",(Vcc_max-C245)*ILIM_FINAL_TOL,(Vcc_max-C245)*($AE$13+IF(C245>=$AE$8,$AE$7,0)+(IF(C245>=$AE$6,C245,0)/$AE$5)+IF(C245>$AE$10,($AE$9/C245),0)))","v":5.3684956005687665},5.3930429686716099,1.4648160699198112,0.10398554851339181,1.1288013676402642E-4,2.2731595851013253E-3,1.6246925408411883E-3,5.0720019208761373,2.697641103036208E-2,6.9722637550340139E-3,5.3925649042252388E-4,1.8035154341511372E-5,1.1520880947912815E-5,48.259232441649992,0.3066657867701057,0.30666348435294477,0.31061571134544419,4.7670215816351558E-2,4.7670215816351558E-2,4.7670215816351558E-2,4.7670215816351558E-2,null,null,25.639793032294854,null,null,1.2630359212050984E-6,0,0,22.619439409355138]
[219,0.25376593279258397,1.26882966396292,{"$f":"IF('Calculation Sheet'!$D$59=\"YES\",(Vcc_max-C246)*ILIM_FINAL_TOL,(Vcc_max-C246)*($AE$13+IF(C246>=$AE$8,$AE$7,0)+(IF(C246>=$AE$6,C246,0)/$AE$5)+IF(C246>$AE$10,($AE$9/C246),0)))","v":5.3655987840457913},5.3901461527184482,1.4701642326631164,0.10443135798976577,1.1336904257941427E-4,2.2830030154423753E-3,1.623816336735473E-3,5.0752691199217779,2.7092945806450608E-2,7.0024418608074512E-3,5.4159201839976134E-4,1.8113268819952566E-5,1.1570780613645582E-5,48.282189145000153,0.30795371296400909,0.3079514011858171,0.31191968994946251,4.7875728470957668E-2,4.7875728470957668E-2,4.7875728470957668E-2,4.7875728470957668E-2,null,null,25.642525724288006,null,null,1.2688296639629199E-6,0,0,22.639663420712147]
[220,0.25492468134414825,1.2746234067207414,{"$f":"IF('Calculation Sheet'!$D$59=\"YES\",(Vcc_max-C247)*ILIM_FINAL_TOL,(Vcc_max-C247)*($AE$13+IF(C247>=$AE$8,$AE$7,0)+(IF(C247>=$AE$6,C247,0)/$AE$5)+IF(C247>$AE$10,($AE$9/C247),0)))","v":5.3627019674556813},5.3872493366980434,1.4755010995276008,0.10487688440573439,1.1385768453298084E-4,2.2928411140057392E-3,1.6229401326102177E-3,5.0784683948693266,2.7209414840901225E-2,7.0326034915701996E-3,5.4392628499311257E-4,1.8191341147222317E-5,1.1620653353361377E-5,48.304970134577552,0.30924057439675767,0.30923825326813947,0.31322258554101623,4.808112130056319E-2,4.808112130056319E-2,4.808112130056319E-2,4.808112130056319E-2,null,null,25.645256588264285,null,null,1.2746234067207414E-6,0,0,22.659713546313267]
[221,0.25608342989571259,1.2804171494785632,{"$f":"IF('Calculation Sheet'!$D$59=\"YES\",(Vcc_max-C248)*ILIM_FINAL_TOL,(Vcc_max-C248)*($AE$13+IF(C248>=$AE$8,$AE$7,0)+(IF(C248>=$AE$6,C248,0)/$AE$5)+IF(C248>$AE$10,($AE$9/C248),0)))","v":5.3598051507984366},5.3843525206104079,1.4808266859888799,0.1053221277852634,1.1434606262561431E-4,2.3026738808011871E-3,1.6220639284636462E-3,5.0816004942046504,2.7325818135147451E-2,7.0627486474146295E-3,5.4625929020435393E-4,1.8269371323320627E-5,1.16704991670602E-5,48.327576986341917,0.31052637133925032,0.31052404087080632,0.31452439839930069,4.8286394309793756E-2,4.8286394309793756E-2,4.8286394309793756E-2,4.8286394309793756E-2,null,null,25.647985624466131,null,null,1.2804171494785631E-6,0,0,22.679591361875787]
[222,0.25724217844727687,1.2862108922363846,{"$f":"IF('Calculation Sheet'!$D$59=\"YES\",(Vcc_max-C249)*ILIM_FINAL_TOL,(Vcc_max-C249)*($AE$13+IF(C249>=$AE$8,$AE$7,0)+(IF(C249>=$AE$6,C249,0)/$AE$5)+IF(C249>$AE$10,($AE$9/C249),0)))","v":5.3569083340740553},5.3814557044555533,1.4861410075013648,0.10576708815231406,1.148341768564265E-4,2.3125013158384888E-3,1.6211877242975348E-3,5.0846661581657111,2.7442155690621917E-2,7.0928773284331115E-3,5.4859103403259724E-4,1.8347359347359316E-5,1.1720318054742052E-5,48.350011259346566,0.31181110406231749,0.31180876426464366,0.31582512880343927,4.8491547503275001E-2,4.8491547503275001E-2,4.8491547503275001E-2,4.8491547503275001E-2,null,null,25.650712833135923,null,null,1.2862108922363846E-6,0,0,22.699298426210643]
[223,0.25840092699884121,1.2920046349942063,{"$f":"IF('Calculation Sheet'!$D$59=\"YES\",(Vcc_max-C250)*ILIM_FINAL_TOL,(Vcc_max-C250)*($AE$13+IF(C250>=$AE$8,$AE$7,0)+(IF(C250>=$AE$6,C250,0)/$AE$5)+IF(C250>$AE$10,($AE$9/C250),0)))","v":5.3540115172825393},5.3785588882334894,1.4914440794982959,0.10621176553084766,1.153220272254174E-4,2.3223234191274145E-3,1.6203115201109952E-3,5.0876661188334493,2.7558427508756367E-2,7.1229895347180161E-3,5.5092151647961884E-4,1.8425305220226562E-5,1.1770110016406932E-5,48.372274495924046,0.31309477283672127,0.31309242372040824,0.31712477703248343,4.8696580885631668E-2,4.8696580885631668E-2,4.8696580885631668E-2,4.8696580885631668E-2,null,null,25.653438214515987,null,null,1.2920046349942064E-6,0,0,22.718836281408059]
[224,0.25955967555040549,1.2977983777520277,{"$f":"IF('Calculation Sheet'!$D$59=\"YES\",(Vcc_max-C251)*ILIM_FINAL_TOL,(Vcc_max-C251)*($AE$13+IF(C251>=$AE$8,$AE$7,0)+(IF(C251>=$AE$6,C251,0)/$AE$5)+IF(C251>$AE$10,($AE$9/C251),0)))","v":5.3511147004238904},5.375662071944225,1.496735917391768,0.10665615994482103,1.158096137334752E-4,2.3321401906768457E-3,1.6194353159031394E-3,5.0906011002216722,2.7674633590984321E-2,7.1530852663617139E-3,5.5325073754541876E-4,1.8503208941034188E-5,1.181987505205484E-5,48.394368221869783,0.31437737793315534,0.31437501950878843,0.31842334336541356,4.8901494461488504E-2,4.8901494461488504E-2,4.8901494461488504E-2,4.8901494461488504E-2,null,null,25.656161768848616,null,null,1.2977983777520276E-6,0,0,22.738206453021167]
[225,0.26071842410196983,1.3035921205098493,{"$f":"IF('Calculation Sheet'!$D$59=\"YES\",(Vcc_max-C252)*ILIM_FINAL_TOL,(Vcc_max-C252)*($AE$13+IF(C252>=$AE$8,$AE$7,0)+(IF(C252>=$AE$6,C252,0)/$AE$5)+IF(C252>$AE$10,($AE$9/C252),0)))","v":5.348217883498104},5.3727652555877672,1.502016536572762,0.10710027141819278,1.1629693637971172E-4,2.3419516304974408E-3,1.6185591116766318E-3,5.0934718183659493,2.7790773938738411E-2,7.1831645234565755E-3,5.5557869722999698E-4,1.8581070510670372E-5,1.1869613160797599E-5,48.416293946623696,0.31565891962224235,0.31565655190040331,0.31972082808113722,4.9106288235471141E-2,4.9106288235471141E-2,4.9106288235471141E-2,4.9106288235471141E-2,null,null,25.658883496376014,null,null,1.3035921205098494E-6,0,0,22.757410450247683]
[226,0.26187717265353411,1.3093858632676705,{"$f":"IF('Calculation Sheet'!$D$59=\"YES\",(Vcc_max-C253)*ILIM_FINAL_TOL,(Vcc_max-C253)*($AE$13+IF(C253>=$AE$8,$AE$7,0)+(IF(C253>=$AE$6,C253,0)/$AE$5)+IF(C253>$AE$10,($AE$9/C253),0)))","v":5.3453210665051847},5.369868439164124,1.5072859524111708,0.10754409997491532,1.1678399516501514E-4,2.3517577385980815E-3,1.6176829074288079E-3,5.096278981411527,2.7906848553451269E-2,7.2132273060949714E-3,5.5790539553424168E-4,1.8658889929135114E-5,1.1919324343523385E-5,48.438053163449723,0.31693939817453742,0.31693702116580269,0.32101723145849004,4.9310962212204323E-2,4.9310962212204323E-2,4.9310962212204323E-2,4.9310962212204323E-2,null,null,25.661603397340368,null,null,1.3093858632676704E-6,0,0,22.776449766109355]
[227,0.26303592120509844,1.3151796060254923,{"$f":"IF('Calculation Sheet'!$D$59=\"YES\",(Vcc_max-C254)*ILIM_FINAL_TOL,(Vcc_max-C254)*($AE$13+IF(C254>=$AE$8,$AE$7,0)+(IF(C254>=$AE$6,C254,0)/$AE$5)+IF(C254>$AE$10,($AE$9/C254),0)))","v":5.3424242494451297},5.3669716226733009,1.5125441802558326,0.10798764563894192,1.1727079008849728E-4,2.3615585149885376E-3,1.616806703160556E-3,5.099023289700277,2.8022857436555526E-2,7.2432736143692722E-3,5.6023083245904104E-4,1.8736667195540235E-5,1.19690086002322E-5,48.459647349613597,0.31821881386052731,0.31821642757546886,0.32231255377623569,4.9515516396311909E-2,4.9515516396311909E-2,4.9515516396311909E-2,4.9515516396311909E-2,null,null,25.664321471983794,null,null,1.3151796060254924E-6,0,0,22.795325877629804]
[228,0.26419466975666273,1.3209733487833137,{"$f":"IF('Calculation Sheet'!$D$59=\"YES\",(Vcc_max-C255)*ILIM_FINAL_TOL,(Vcc_max-C255)*($AE$13+IF(C255>=$AE$8,$AE$7,0)+(IF(C255>=$AE$6,C255,0)/$AE$5)+IF(C255>$AE$10,($AE$9/C255),0)))","v":5.3395274323179409},5.364074806115303,1.5177912354345549,0.10843090843422232,1.1775732115104631E-4,2.3713539596785793E-3,1.6159304988727641E-3,5.1017054358566831,2.8138800589483814E-2,7.2733034483718484E-3,5.6255500800439506E-4,1.8814402310773914E-5,1.2018665930924044E-5,48.481077966558367,0.31949716695062946,0.31949477139981397,0.3236067953130668,4.9719950792417755E-2,4.9719950792417755E-2,4.9719950792417755E-2,4.9719950792417755E-2,null,null,25.667037720548333,null,null,1.3209733487833136E-6,0,0,22.814040246010034]
[229,0.26535341830822706,1.3267670915411354,{"$f":"IF('Calculation Sheet'!$D$59=\"YES\",(Vcc_max-C256)*ILIM_FINAL_TOL,(Vcc_max-C256)*($AE$13+IF(C256>=$AE$8,$AE$7,0)+(IF(C256>=$AE$6,C256,0)/$AE$5)+IF(C256>$AE$10,($AE$9/C256),0)))","v":5.3366306151236156},5.3611779894901348,1.5230271332541472,0.10887388838470535,1.1824358835177406E-4,2.3811440726779765E-3,1.6150542945636559E-3,5.1043261048728867,2.8254678013668766E-2,7.3033168081950706E-3,5.6487792217119193E-4,1.8892095274836151E-5,1.2068296335598916E-5,48.502346460078194,0.32077445771519209,0.32077205290918176,0.32489995634760316,4.9924265405146606E-2,4.9924265405146606E-2,4.9924265405146606E-2,4.9924265405146606E-2,null,null,25.669752143276028,null,null,1.3267670915411354E-6,0,0,22.832594316802165]
[230,0.26651216685979134,1.3325608342989568,{"$f":"IF('Calculation Sheet'!$D$59=\"YES\",(Vcc_max-C257)*ILIM_FINAL_TOL,(Vcc_max-C257)*($AE$13+IF(C257>=$AE$8,$AE$7,0)+(IF(C257>=$AE$6,C257,0)/$AE$5)+IF(C257>$AE$10,($AE$9/C257),0)))","v":5.3337337978621573},5.3582811727978017,1.5282518890004471,0.10931658551433632,1.1872959169156871E-4,2.390928853996499E-3,1.6141780902350078E-3,5.1068859741927861,2.8370489710543012E-2,7.3333136939313093E-3,5.6719957496031981E-4,1.8969746086838768E-5,1.2117899814256816E-5,48.523454260490183,0.32205068642449586,0.3220482723738467,0.32619203715839351,5.0128460239122319E-2,5.0128460239122319E-2,5.0128460239122319E-2,5.0128460239122319E-2,null,null,25.672464740408827,null,null,1.3325608342989569E-6,0,0,22.850989520081356]
[231,0.26767091541135568,1.3383545770567784,{"$f":"IF('Calculation Sheet'!$D$59=\"YES\",(Vcc_max-C258)*ILIM_FINAL_TOL,(Vcc_max-C258)*($AE$13+IF(C258>=$AE$8,$AE$7,0)+(IF(C258>=$AE$6,C258,0)/$AE$5)+IF(C258>$AE$10,($AE$9/C258),0)))","v":5.3308369805335616},5.3553843560383063,1.5334655179383514,0.10975899984705961,1.1921533117043026E-4,2.400708303643917E-3,1.6133018858859316E-3,5.1093857137952172,2.8486235681538297E-2,7.3632941056729351E-3,5.6951996637177871E-4,1.9047354747669942E-5,1.2167476366009566E-5,48.544402782804291,0.32332585334875041,0.32332343006401576,0.32748303802391376,5.033253529896875E-2,5.033253529896875E-2,5.033253529896875E-2,5.033253529896875E-2,null,null,25.67517551218863,null,null,1.3383545770567784E-6,0,0,22.86922727061566]
[232,0.26882966396292002,1.3441483198146003,{"$f":"IF('Calculation Sheet'!$D$59=\"YES\",(Vcc_max-C259)*ILIM_FINAL_TOL,(Vcc_max-C259)*($AE$13+IF(C259>=$AE$8,$AE$7,0)+(IF(C259>=$AE$6,C259,0)/$AE$5)+IF(C259>$AE$10,($AE$9/C259),0)))","v":5.3279401631378311},5.3524875392116513,1.5386680353118423,0.11020113140681786,1.1970080678747053E-4,2.4104824216291121E-3,1.6124256815164273E-3,5.1118259862762141,2.860191592808814E-2,7.3932580435123185E-3,5.7183909640556863E-4,1.9124921256441496E-5,1.2217025991745345E-5,48.565193426891391,0.32459995875809966,0.32459752624982663,0.32877295922256966,5.0536490589309757E-2,5.0536490589309757E-2,5.0536490589309757E-2,5.0536490589309757E-2,null,null,25.677884458857299,null,null,1.3441483198146003E-6,0,0,22.887308968034091]
[233,0.2699884125144843,1.3499420625724217,{"$f":"IF('Calculation Sheet'!$D$59=\"YES\",(Vcc_max-C260)*ILIM_FINAL_TOL,(Vcc_max-C260)*($AE$13+IF(C260>=$AE$8,$AE$7,0)+(IF(C260>=$AE$6,C260,0)/$AE$5)+IF(C260>$AE$10,($AE$9/C260),0)))","v":5.3250433456749677},5.3495907223178403,1.5438594563440171,0.11064298021755015,1.2018601854357769E-4,2.4202512079627425E-3,1.6115494771264949E-3,5.1142074469303624,2.8717530451624285E-2,7.4232055075418302E-3,5.7415696506346592E-4,1.9202445614041608E-5,1.2266548691464152E-5,48.585827577649461,0.32587300292261556,0.32587056120134772,0.33006180103269323,5.0740326114768308E-2,5.0740326114768308E-2,5.0740326114768308E-2,5.0740326114768308E-2,null,null,25.680591580656632,null,null,1.3499420625724216E-6,0,0,22.905235996992829]
[234,0.27114716106604864,1.3557358053302433,{"$f":"IF('Calculation Sheet'!$D$59=\"YES\",(Vcc_max-C261)*ILIM_FINAL_TOL,(Vcc_max-C261)*($AE$13+IF(C261>=$AE$8,$AE$7,0)+(IF(C261>=$AE$6,C261,0)/$AE$5)+IF(C261>$AE$10,($AE$9/C261),0)))","v":5.3221465281449687},5.3466939053568758,1.5490397962371185,0.11108454630319642,1.2067096643875175E-4,2.43001466265369E-3,1.6106732727161344E-3,5.1165307438312588,2.8833079253579363E-2,7.4531364978538406E-3,5.7647357234458241E-4,1.9279927820470277E-5,1.2316044465165987E-5,48.606306605167958,0.32714498611230436,0.32714253518857905,0.33134956373254632,5.094404187996826E-2,5.094404187996826E-2,5.094404187996826E-2,5.094404187996826E-2,null,null,25.683296877828376,null,null,1.3557358053302433E-6,0,0,22.923009727339583]
[235,0.27230590961761292,1.3615295480880647,{"$f":"IF('Calculation Sheet'!$D$59=\"YES\",(Vcc_max-C262)*ILIM_FINAL_TOL,(Vcc_max-C262)*($AE$13+IF(C262>=$AE$8,$AE$7,0)+(IF(C262>=$AE$6,C262,0)/$AE$5)+IF(C262>$AE$10,($AE$9/C262),0)))","v":5.3192497105478349},5.3437970883287607,1.5542090701725604,0.11152582968769043,1.2115565047210453E-4,2.4397727857117246E-3,1.6097970682862339E-3,5.1187965179110799,2.894856233538512E-2,7.4830510145407203E-3,5.7878891825069445E-4,1.9357367874839326E-5,1.2365513312850851E-5,48.626631864890463,0.32841590859710124,0.32841344848145226,0.33263624760031885,5.1147637889531694E-2,5.1147637889531694E-2,5.1147637889531694E-2,5.1147637889531694E-2,null,null,25.686000350614222,null,null,1.3615295480880648E-6,0,0,22.940631514276241]
[236,0.27346465816917725,1.3673232908458863,{"$f":"IF('Calculation Sheet'!$D$59=\"YES\",(Vcc_max-C263)*ILIM_FINAL_TOL,(Vcc_max-C263)*($AE$13+IF(C263>=$AE$8,$AE$7,0)+(IF(C263>=$AE$6,C263,0)/$AE$5)+IF(C263>$AE$10,($AE$9/C263),0)))","v":5.3163528928835646},5.3409002712334956,1.5593672933109586,0.11196683039496858,1.216400706445242E-4,2.4495255771466162E-3,1.6089208638350172E-3,5.1210054030392804,2.9063979698474185E-2,7.5129490576939517E-3,5.8110300278180205E-4,1.9434765778036933E-5,1.2414955234518743E-5,48.646804697775302,0.32968577064687388,0.32968330134983059,0.3339218529141279,5.1351114148082466E-2,5.1351114148082466E-2,5.1351114148082466E-2,5.1351114148082466E-2,null,null,25.688701999255816,null,null,1.3673232908458863E-6,0,0,22.958102698519486]
[237,0.27462340672074154,1.373117033603708,{"$f":"IF('Calculation Sheet'!$D$59=\"YES\",(Vcc_max-C264)*ILIM_FINAL_TOL,(Vcc_max-C264)*($AE$13+IF(C264>=$AE$8,$AE$7,0)+(IF(C264>=$AE$6,C264,0)/$AE$5)+IF(C264>$AE$10,($AE$9/C264),0)))","v":5.3134560751521613},5.3380034540710826,1.5645144807921567,0.11240754844896106,1.2212422695601077E-4,2.4592730369681348E-3,1.6080446593642606E-3,5.123158026100417,2.9179331344279191E-2,7.5428306274067936E-3,5.834158259379052E-4,1.9512121530063098E-5,1.2464370229281485E-5,48.666826430454691,0.33095457253142158,0.33095209406350712,0.33520637995201952,5.1554470660242657E-2,5.1554470660242657E-2,5.1554470660242657E-2,5.1554470660242657E-2,null,null,25.691401823994742,null,null,1.373117033603708E-6,0,0,22.975424606459949]
[238,0.27578215527230587,1.3789107763615296,{"$f":"IF('Calculation Sheet'!$D$59=\"YES\",(Vcc_max-C265)*ILIM_FINAL_TOL,(Vcc_max-C265)*($AE$13+IF(C265>=$AE$8,$AE$7,0)+(IF(C265>=$AE$6,C265,0)/$AE$5)+IF(C265>$AE$10,($AE$9/C265),0)))","v":5.3105592573536224},5.3351066368415232,1.5696506477352585,0.11284798387359896,1.2260811940567606E-4,2.4690151651860504E-3,1.6071684548730758E-3,5.1252550070711198,2.929461727423277E-2,7.5726957237716164E-3,5.8572738771989208E-4,1.9589435130029642E-5,1.2513758298027255E-5,48.68669837539192,0.33222231452047346,0.33221982689220741,0.33648982899196866,5.1757707430634348E-2,5.1757707430634348E-2,5.1757707430634348E-2,5.1757707430634348E-2,null,null,25.694099825072531,null,null,1.3789107763615295E-6,0,0,22.992598550319389]
[239,0.27694090382387015,1.384704519119351,{"$f":"IF('Calculation Sheet'!$D$59=\"YES\",(Vcc_max-C266)*ILIM_FINAL_TOL,(Vcc_max-C266)*($AE$13+IF(C266>=$AE$8,$AE$7,0)+(IF(C266>=$AE$6,C266,0)/$AE$5)+IF(C266>$AE$10,($AE$9/C266),0)))","v":5.3076624394879488},5.3322098195448193,1.5747758092386523,0.11328813669280891,1.2309174799440825E-4,2.4787519618092446E-3,1.6062922503614629E-3,5.1272969590962143,2.9409837489766666E-2,7.6025443468807907E-3,5.8803768812865087E-4,1.9666706578824744E-5,1.2563119440756054E-5,48.706421831036842,0.33348899688369205,0.33348650010558867,0.33777220031187749,5.1960824463880506E-2,5.1960824463880506E-2,5.1960824463880506E-2,5.1960824463880506E-2,null,null,25.696796002730668,null,null,1.384704519119351E-6,0,0,23.009625828306174]
[240,0.27809965237543449,1.3904982618771726,{"$f":"IF('Calculation Sheet'!$D$59=\"YES\",(Vcc_max-C267)*ILIM_FINAL_TOL,(Vcc_max-C267)*($AE$13+IF(C267>=$AE$8,$AE$7,0)+(IF(C267>=$AE$6,C267,0)/$AE$5)+IF(C267>$AE$10,($AE$9/C267),0)))","v":5.3047656215551395},5.3293130021809718,1.5798899803800426,0.11372800693051843,1.2357511272220734E-4,2.4884834268483758E-3,1.605416045829422E-3,5.1292844885640037,2.9524991992312621E-2,7.632376496825799E-3,5.9034672716506975E-4,1.9743935875560226E-5,1.2612453657467881E-5,48.725998081979782,0.33475461989066968,0.33475211397323879,0.33905349418957798,5.2163821764603213E-2,5.2163821764603213E-2,5.2163821764603213E-2,5.2163821764603213E-2,null,null,25.699490357210593,null,null,1.3904982618771727E-6,0,0,23.026507724769189]
[241,0.27925840092699877,1.396292004634994,{"$f":"IF('Calculation Sheet'!$D$59=\"YES\",(Vcc_max-C268)*ILIM_FINAL_TOL,(Vcc_max-C268)*($AE$13+IF(C268>=$AE$8,$AE$7,0)+(IF(C268>=$AE$6,C268,0)/$AE$5)+IF(C268>$AE$10,($AE$9/C268),0)))","v":5.3018688035551973},5.3264161847499816,1.5849931762164755,0.11416759461064974,1.2405821358907332E-4,2.4982095603123256E-3,1.6045398412769529E-3,5.131218195180721,2.9640080783304157E-2,7.6621921736998999E-3,5.9265450482826054E-4,1.9821123021124265E-5,1.2661760948162737E-5,48.74542839910356,0.33601918381093121,0.33601666876467728,0.34033371090282927,5.2366699337424549E-2,5.2366699337424549E-2,5.2366699337424549E-2,5.2366699337424549E-2,null,null,25.702182888753676,null,null,1.396292004634994E-6,0,0,23.043245510349884]
[242,0.28041714947856311,1.4020857473928159,{"$f":"IF('Calculation Sheet'!$D$59=\"YES\",(Vcc_max-C269)*ILIM_FINAL_TOL,(Vcc_max-C269)*($AE$13+IF(C269>=$AE$8,$AE$7,0)+(IF(C269>=$AE$6,C269,0)/$AE$5)+IF(C269>$AE$10,($AE$9/C269),0)))","v":5.2989719854881177},5.3235193672518495,1.5900854117843699,0.1146068997571259,1.245410505950062E-4,2.5079303622117521E-3,1.6036636367049439E-3,5.1330986720441638,2.9755103864172128E-2,7.691991377595464E-3,5.949610211199996E-4,1.9898268015516862E-5,1.2711041312840621E-5,48.764714039733967,0.33728268891393132,0.33728016474935529,0.34161285072931857,5.2569457186966595E-2,5.2569457186966595E-2,5.2569457186966595E-2,5.2569457186966595E-2,null,null,25.704873597601239,null,null,1.4020857473928159E-6,0,0,23.059840442132728]
[243,0.28157589803012739,1.4078794901506373,{"$f":"IF('Calculation Sheet'!$D$59=\"YES\",(Vcc_max-C270)*ILIM_FINAL_TOL,(Vcc_max-C270)*($AE$13+IF(C270>=$AE$8,$AE$7,0)+(IF(C270>=$AE$6,C270,0)/$AE$5)+IF(C270>$AE$10,($AE$9/C270),0)))","v":5.2960751673539033},5.3206225496865764,1.5951667020995428,0.11504592239386646,1.250236237391178E-4,2.5176458325555373E-3,1.6027874321116187E-3,5.1349265057165141,2.9870061236349166E-2,7.7217741086039737E-3,5.9726627604028693E-4,1.9975370857849839E-5,1.2760294750613355E-5,48.783856247788471,0.33854513546905807,0.33854260219665466,0.34289091394666293,5.2772095317850543E-2,5.2772095317850543E-2,5.2772095317850543E-2,5.2772095317850543E-2,null,null,25.707562483994558,null,null,1.4078794901506372E-6,0,0,23.076293763793913]
[244,0.28273464658169173,1.4136732329084589,{"$f":"IF('Calculation Sheet'!$D$59=\"YES\",(Vcc_max-C271)*ILIM_FINAL_TOL,(Vcc_max-C271)*($AE$13+IF(C271>=$AE$8,$AE$7,0)+(IF(C271>=$AE$6,C271,0)/$AE$5)+IF(C271>$AE$10,($AE$9/C271),0)))","v":5.2931783491525568},5.3177257320541633,1.6002370621572406,0.11548466254479006,1.2550593302229629E-4,2.527355971353451E-3,1.6019112274987535E-3,5.1367022762963579,2.9984952901267015E-2,7.7515403668186877E-3,5.995702695900107E-4,2.0052431549011374E-5,1.2809521262369117E-5,48.802856253923515,0.33980652374563025,0.33980398137588974,0.34416790083240656,5.2974613734697584E-2,5.2974613734697584E-2,5.2974613734697584E-2,5.2974613734697584E-2,null,null,25.710249548174851,null,null,1.4136732329084589E-6,0,0,23.092606705748665]
[245,0.28389339513325601,1.4194669756662801,{"$f":"IF('Calculation Sheet'!$D$59=\"YES\",(Vcc_max-C272)*ILIM_FINAL_TOL,(Vcc_max-C272)*($AE$13+IF(C272>=$AE$8,$AE$7,0)+(IF(C272>=$AE$6,C272,0)/$AE$5)+IF(C272>$AE$10,($AE$9/C272),0)))","v":5.2902815308840729},5.314828914354611,1.6052965069321647,0.11592312023381091,1.2598797844454168E-4,2.5370607786152632E-3,1.6010350228654602E-3,5.1384265574899111,3.0099778860358306E-2,7.7812901523310884E-3,6.0187300176917091E-4,2.0129450088113288E-5,1.2858720848107907E-5,48.821715275679871,0.34106685401289738,0.3410643025563056,0.3454438116640226,5.3177012442128913E-2,5.3177012442128913E-2,5.3177012442128913E-2,5.3177012442128913E-2,null,null,25.712934790383276,null,null,1.41946697566628E-6,0,0,23.108780485296595]
[246,0.28505214368482035,1.4252607184241017,{"$f":"IF('Calculation Sheet'!$D$59=\"YES\",(Vcc_max-C273)*ILIM_FINAL_TOL,(Vcc_max-C273)*($AE$13+IF(C273>=$AE$8,$AE$7,0)+(IF(C273>=$AE$6,C273,0)/$AE$5)+IF(C273>$AE$10,($AE$9/C273),0)))","v":5.2873847125484543},5.3119320965879195,1.6103450513785016,0.11636129548484409,1.2646976000585397E-4,2.5467602543498558E-3,1.6001588182117388E-3,5.140099916681458,3.0214539115054784E-2,7.8110234652344346E-3,6.0417447257865575E-4,2.020642647604376E-5,1.2907893507829726E-5,48.840434517626683,0.34232612654004146,0.3423235660070798,0.34671864671891317,5.3379291444766608E-2,5.3379291444766608E-2,5.3379291444766608E-2,5.3379291444766608E-2,null,null,25.715618210860953,null,null,1.4252607184241017E-6,0,0,23.12481630676573]
[247,0.28621089223638463,1.4310544611819231,{"$f":"IF('Calculation Sheet'!$D$59=\"YES\",(Vcc_max-C274)*ILIM_FINAL_TOL,(Vcc_max-C274)*($AE$13+IF(C274>=$AE$8,$AE$7,0)+(IF(C274>=$AE$6,C274,0)/$AE$5)+IF(C274>$AE$10,($AE$9/C274),0)))","v":5.2844878941457019},5.3090352787540889,1.6153827104299485,0.11679918832180025,1.2695127770623316E-4,2.5564543985678867E-3,1.5992826135375893E-3,5.141722915003017,3.0329233666788191E-2,7.8407403056202085E-3,6.0647468201846522E-4,2.0283360712802789E-5,1.2957039241534574E-5,48.859015171503721,0.34358434159617524,0.34358177199731976,0.34799240627440753,5.3581450747230974E-2,5.3581450747230974E-2,5.3581450747230974E-2,5.3581450747230974E-2,null,null,25.718299809848943,null,null,1.4310544611819232E-6,0,0,23.140715361654777]
[248,0.28736964078794897,1.436848203939745,{"$f":"IF('Calculation Sheet'!$D$59=\"YES\",(Vcc_max-C275)*ILIM_FINAL_TOL,(Vcc_max-C275)*($AE$13+IF(C275>=$AE$8,$AE$7,0)+(IF(C275>=$AE$6,C275,0)/$AE$5)+IF(C275>$AE$10,($AE$9/C275),0)))","v":5.2815910756758138},5.3061384608531208,1.6204094989997455,0.11723679876859006,1.2743253154567924E-4,2.5661432112782379E-3,1.5984064088430117E-3,5.1432961074032377,3.044386251699116E-2,7.870440673581669E-3,6.0877363008948748E-4,2.0360252797502199E-5,1.3006158049222449E-5,48.877458416362195,0.34484149945034304,0.34483892079606626,0.34926509060776478,5.3783490354142316E-2,5.3783490354142316E-2,5.3783490354142316E-2,5.3783490354142316E-2,null,null,25.720979587588246,null,null,1.4368482039397449E-6,0,0,23.156478828773949]
[249,0.28852838933951325,1.4426419466975664,{"$f":"IF('Calculation Sheet'!$D$59=\"YES\",(Vcc_max-C276)*ILIM_FINAL_TOL,(Vcc_max-C276)*($AE$13+IF(C276>=$AE$8,$AE$7,0)+(IF(C276>=$AE$6,C276,0)/$AE$5)+IF(C276>$AE$10,($AE$9/C276),0)))","v":5.2786942571387909},5.3032416428850144,1.6254254319806982,0.11767412684911971,1.2791352152419222E-4,2.5758266924915674E-3,1.5975302041288941E-3,5.1448200427155371,3.0558425667095435E-2,7.9001245692102984E-3,6.1107131679261073E-4,2.0437102731030166E-5,1.3055249930005175E-5,48.895765418703924,0.34609760037152171,0.34609501267228993,0.3505366999961721,5.3985410270121825E-2,5.3985410270121825E-2,5.3985410270121825E-2,5.3985410270121825E-2,null,null,25.723657544319824,null,null,1.4426419466975664E-6,0,0,23.1721078743841]
[250,0.28968713789107758,1.448435689455388,{"$f":"IF('Calculation Sheet'!$D$59=\"YES\",(Vcc_max-C277)*ILIM_FINAL_TOL,(Vcc_max-C277)*($AE$13+IF(C277>=$AE$8,$AE$7,0)+(IF(C277>=$AE$6,C277,0)/$AE$5)+IF(C277>$AE$10,($AE$9/C277),0)))","v":5.2757974385346333},5.3003448248497707,1.6304305242452108,0.1181111725872972,1.283942476417721E-4,2.585504842216757E-3,1.5966539993934603E-3,5.1462952637254853,3.067292311853187E-2,7.9297919925984672E-3,6.1336774212783496E-4,2.0513910513386691E-5,1.3104314884770929E-5,48.913937332619028,0.34735264462861881,0.34735004789489476,0.35180723471674469,5.4187210499789806E-2,5.4187210499789806E-2,5.4187210499789806E-2,5.4187210499789806E-2,null,null,25.726333680284583,null,null,1.4484356894553879E-6,0,0,23.187603652334445]
[251,0.29084588644264187,1.4542294322132094,{"$f":"IF('Calculation Sheet'!$D$59=\"YES\",(Vcc_max-C278)*ILIM_FINAL_TOL,(Vcc_max-C278)*($AE$13+IF(C278>=$AE$8,$AE$7,0)+(IF(C278>=$AE$6,C278,0)/$AE$5)+IF(C278>$AE$10,($AE$9/C278),0)))","v":5.2729006198633401},5.2974480067473904,1.6354247906453105,0.11854793600702429,1.2887470989841887E-4,2.5951776604635768E-3,1.5957777946384866E-3,5.1477223072374532,3.0787354872733985E-2,7.9594429438394343E-3,6.1566290609604835E-4,2.0590676143683595E-5,1.3153352913519711E-5,48.931975299922186,0.34860663249047352,0.34860402673271462,0.35307669504652761,5.4388891047766563E-2,5.4388891047766563E-2,5.4388891047766563E-2,5.4388891047766563E-2,null,null,25.729007995723361,null,null,1.4542294322132094E-6,0,0,23.202967304198825]
[252,0.2920046349942062,1.4600231749710311,{"$f":"IF('Calculation Sheet'!$D$59=\"YES\",(Vcc_max-C279)*ILIM_FINAL_TOL,(Vcc_max-C279)*($AE$13+IF(C279>=$AE$8,$AE$7,0)+(IF(C279>=$AE$6,C279,0)/$AE$5)+IF(C279>$AE$10,($AE$9/C279),0)))","v":5.2700038011249131},5.2945511885778727,1.6404082460126785,0.11898441713220365,1.2935490829413254E-4,2.6048451472417966E-3,1.5949015898621965E-3,5.1491017041405174,3.0901720931132637E-2,7.9890774230246819E-3,6.1795680869725089E-4,2.0667399622809057E-5,1.3202364016251522E-5,48.949880450287161,0.34985956422585662,0.34985694945451584,0.35434508126249309,5.4590451918671512E-2,5.4590451918671512E-2,5.4590451918671512E-2,5.4590451918671512E-2,null,null,25.731680490876961,null,null,1.4600231749710312E-6,0,0,23.2181999594102]
[253,0.29316338354577048,1.4658169177288525,{"$f":"IF('Calculation Sheet'!$D$59=\"YES\",(Vcc_max-C280)*ILIM_FINAL_TOL,(Vcc_max-C280)*($AE$13+IF(C280>=$AE$8,$AE$7,0)+(IF(C280>=$AE$6,C280,0)/$AE$5)+IF(C280>$AE$10,($AE$9/C280),0)))","v":5.2671069823193504},5.2916543703412184,1.6453809051586736,0.11942061598673348,1.2983484282891311E-4,2.6145073025611865E-3,1.5940253850663666E-3,5.1504339794736467,3.1016021295159568E-2,8.0186954302465807E-3,6.2024944993233078E-4,2.0744080949874899E-5,1.3251348192966361E-5,48.967653901380039,0.35111144010347139,0.35110881632899549,0.35561239364154229,5.4791893117124957E-2,5.4791893117124957E-2,5.4791893117124957E-2,5.4791893117124957E-2,null,null,25.734351165986123,null,null,1.4658169177288524E-6,0,0,23.233302735393917]
[254,0.29432213209733482,1.4716106604866743,{"$f":"IF('Calculation Sheet'!$D$59=\"YES\",(Vcc_max-C281)*ILIM_FINAL_TOL,(Vcc_max-C281)*($AE$13+IF(C281>=$AE$8,$AE$7,0)+(IF(C281>=$AE$6,C281,0)/$AE$5)+IF(C281>$AE$10,($AE$9/C281),0)))","v":5.264210163446652},5.2887575520374277,1.6503427828743646,0.1198565325945129,1.3031451350276058E-4,2.6241641264315163E-3,1.5931491802501085E-3,5.1517196524901667,3.1130255966246523E-2,8.0482969655975012E-3,6.22540829801288E-4,2.0820720125769299E-5,1.330030544277605E-5,48.985296758991012,0.35236226039195095,0.35235962762478401,0.35687863246050533,5.4993214647746314E-2,5.4993214647746314E-2,5.4993214647746314E-2,5.4993214647746314E-2,null,null,25.737020021291531,null,null,1.4716106604866744E-6,0,0,23.248276737699481]
[255,0.2954808806488991,1.4774044032444957,{"$f":"IF('Calculation Sheet'!$D$59=\"YES\",(Vcc_max-C282)*ILIM_FINAL_TOL,(Vcc_max-C282)*($AE$13+IF(C282>=$AE$8,$AE$7,0)+(IF(C282>=$AE$6,C282,0)/$AE$5)+IF(C282>$AE$10,($AE$9/C282),0)))","v":5.2613133445068208},5.2858607336665004,1.6552938939305553,0.12029216697943657,1.3079392031567494E-4,2.6338156188616679E-3,1.5922729754143106E-3,5.1529592367215127,3.1244424945825244E-2,8.0778820291707021E-3,6.2483094830501074E-4,2.0897317150492256E-5,1.3349235766568768E-5,49.00281011716455,0.3536120253598618,0.35360938361044258,0.35814379799614127,5.5194416515154998E-2,5.5194416515154998E-2,5.5194416515154998E-2,5.5194416515154998E-2,null,null,25.739687057033851,null,null,1.4774044032444957E-6,0,0,23.263123060130699]
[256,{"$f":"($AE$11/2000)*(A283)","v":0.29663962920046344},{"$f":"$AE$13*B283*10^-3/($AE$4*10^-6)","v":1.4831981460023174},{"$f":"IF('Calculation Sheet'!$D$59=\"YES\",(Vcc_max-C283)*ILIM_FINAL_TOL,(Vcc_max-C283)*($AE$13+IF(C283>=$AE$8,$AE$7,0)+(IF(C283>=$AE$6,C283,0)/$AE$5)+IF(C283>$AE$10,($AE$9/C283),0)))","v":5.2584165254998529},5.2829639152284376,1.6602342530778134,0.12072751916539914,1.312730632676562E-4,2.6434617798622995E-3,1.5913967705571963E-3,5.1541532400402827,3.1358528235328365E-2,8.1074506210576658E-3,6.2711980544438717E-4,2.0973872023155593E-5,1.3398139164344514E-5,49.020195058328255,0.35486073527570117,0.3548580845544631,0.35940789052513722,5.5395498723970427E-2,5.5395498723970427E-2,5.5395498723970427E-2,5.5395498723970427E-2,null,null,25.742352273453633,null,null,{"$f":"IF(C283>=$AE$6,C283,0)/$AE$5","v":1.4831981460023174E-6},{"$f":"IF(C283>=$AE$8,$AE$7,0)","v":0},{"$f":"IF(C283>$AE$10,($AE$9/C283),0)","v":0},{"$f":"(Q283-AA283)*IF((Vcc_max-C283)>$F$4,1,0)","v":23.277842784874622}]
[257,0.29779837775202778,1.488991888760139,{"$f":"IF('Calculation Sheet'!$D$59=\"YES\",(Vcc_max-C284)*ILIM_FINAL_TOL,(Vcc_max-C284)*($AE$13+IF(C284>=$AE$8,$AE$7,0)+(IF(C284>=$AE$6,C284,0)/$AE$5)+IF(C284>$AE$10,($AE$9/C284),0)))","v":5.2555197064257504},{"$f":"(D283+((((EXP(-(B284-B283)*10^-3/$F$14)))*(E283-D283))))","v":5.2800670967232382},{"$f":"(D283+((((EXP(-(B284-B283)*10^-3/$F$15)))*(F283-D283))))","v":1.6651638750464972},{"$f":"(D283+((((EXP(-(B284-B283)*10^-3/$F$16)))*(G283-D283))))","v":0.12116258917629086},{"$f":"(D283+((((EXP(-(B284-B283)*10^-3/$F$17)))*(H283-D283))))","v":1.3175194235870435E-4},{"$f":"(D283+((((EXP(-(B284-B283)*10^-3/$F$18)))*(I283-D283))))","v":2.6531026094422927E-3},{"$f":"(D283+((((EXP(-(B284-B283)*10^-3/$F$19)))*(JX283-D283))))","v":1.5905205656796539E-3},{"$f":"(D283+((((EXP(-(B284-B283)*10^-3/$F$20)))*(K283-D283))))","v":5.1553021647225963},{"$f":"(D283+((((EXP(-(B284-B283)*10^-3/$F$21)))*(L283-D283))))","v":3.1472565836186739E-2},{"$f":"(D283+((((EXP(-(B284-B283)*10^-3/$F$22)))*(M283-D283))))","v":8.1370027413507628E-3},6.294074012194173E-4,2.1050384744647488E-5,1.3447015636103288E-5,49.037452653420296,{"$f":"(D283+((((EXP(-(B284-B283)*10^-3/$B$14)))*(R283-D283))))","v":0.35610839040789877},{"$f":"(D283+((((EXP(-(B284-B283)*10^-3/$B$15)))*(S283-D283))))","v":0.35610573072527085},{"$f":"(D283+((((EXP(-(B284-B283)*10^-3/$B$16)))*(T283-D283))))","v":0.36067091032410836},{"$f":"(D283+((((EXP(-(B284-B283)*10^-3/$B$17)))*(U283-D283))))","v":5.5596461278812015E-2},{"$f":"(D283+((((EXP(-(B284-B283)*10^-3/$B$18)))*(V283-D283))))","v":5.5596461278812015E-2},5.5596461278812015E-2,5.5596461278812015E-2,null,null,25.745015670791435,null,null,1.4889918887601391E-6,0,0,23.29243698262886]
[258,0.29895712630359206,1.4947856315179604,{"$f":"IF('Calculation Sheet'!$D$59=\"YES\",(Vcc_max-C285)*ILIM_FINAL_TOL,(Vcc_max-C285)*($AE$13+IF(C285>=$AE$8,$AE$7,0)+(IF(C285>=$AE$6,C285,0)/$AE$5)+IF(C285>$AE$10,($AE$9/C285),0)))","v":5.252622887284514},5.2771702781509031,1.6700827745467839,0.12159737703600104,1.3223055758881941E-4,2.6627381076114176E-3,1.5896443607825717E-3,5.1564065075097627,3.1586537749832111E-2,8.1665383901423638E-3,{"$f":"(D284+((((EXP(-(B285-B284)*10^-3/$F$23)))*(N284-D284))))","v":6.3169373563098929E-4},{"$f":"(D284+((((EXP(-(B285-B284)*10^-3/$F$24)))*(O284-D284))))","v":2.1126855314079762E-5},{"$f":"(D284+((((EXP(-(B285-B284)*10^-3/$F$25)))*(P284-D284))))","v":1.349586518184509E-5},{"$f":"$C$6+(E285*$G$14)+(F285*$G$15)+(G285*$G$16)+(H285*$G$17)+(I285*$G$18)+(J285*$G$19)+(K285*$G$20)+(L285*$G$21)+(M285*$G$22)","v":49.054583962015407},0.35735499102481505,0.35735232239122094,0.36193285766959971,5.5797304184298291E-2,5.5797304184298291E-2,{"$f":"(D284+((((EXP(-(B285-B284)*10^-3/$B$19)))*(W284-D284))))","v":5.5797304184298291E-2},{"$f":"(D284+((((EXP(-(B285-B284)*10^-3/$B$20)))*(X284-D284))))","v":5.5797304184298291E-2},null,null,{"$f":"$C$6+(R285*$C$14)+(S285*$C$15)+(T285*$C$16)+(U285*$C$17)+(V285*$C$18)+(W285*$C$19)+(X285*$C$20)","v":25.747677249287729},null,null,1.4947856315179604E-6,0,0,23.306906712727677]
[259,0.30011587485515639,1.5005793742757823,{"$f":"IF('Calculation Sheet'!$D$59=\"YES\",(Vcc_max-C286)*ILIM_FINAL_TOL,(Vcc_max-C286)*($AE$13+IF(C286>=$AE$8,$AE$7,0)+(IF(C286>=$AE$6,C286,0)/$AE$5)+IF(C286>$AE$10,($AE$9/C286),0)))","v":5.2497260680761419},5.2742734595114324,1.6749909662686986,0.12203188276841814,1.3270890895800136E-4,2.6723682743794441E-3,1.5887681558650613E-3,5.1574667596692727,3.1700443977696224E-2,8.1960575675248393E-3,6.3397880867999135E-4,2.1203283732340594E-5,1.3544687801569921E-5,49.071590032449535,0.35860053739474207,0.35859785982060188,0.3631937328380852,5.599802744504867E-2,5.599802744504867E-2,5.599802744504867E-2,5.599802744504867E-2,null,null,25.750337009182946,null,null,1.5005793742757823E-6,0,0,23.321253023266589]
[260,0.30127462340672068,1.5063731170336037,{"$f":"IF('Calculation Sheet'!$D$59=\"YES\",(Vcc_max-C287)*ILIM_FINAL_TOL,(Vcc_max-C287)*($AE$13+IF(C287>=$AE$8,$AE$7,0)+(IF(C287>=$AE$6,C287,0)/$AE$5)+IF(C287>$AE$10,($AE$9/C287),0)))","v":5.2468292488006343},5.2713766408048262,1.6798884648821391,0.12246610639742705,1.3318699646713839E-4,2.6819931097561422E-3,1.5878919509271228E-3,5.1584834070551153,3.1814284521210823E-2,8.2255602735905597E-3,6.3626262036642345E-4,2.1279669999429984E-5,1.3593483494389602E-5,49.088471901943009,0.35984502978590527,0.35984234328163378,0.36445353610596598,5.6198631065680793E-2,5.6198631065680793E-2,5.6198631065680793E-2,5.6198631065680793E-2,null,null,25.752994950717454,null,null,1.5063731170336036E-6,0,0,23.335476951225555]
[261,0.30243337195828501,1.5121668597914253,{"$f":"IF('Calculation Sheet'!$D$59=\"YES\",(Vcc_max-C288)*ILIM_FINAL_TOL,(Vcc_max-C288)*($AE$13+IF(C288>=$AE$8,$AE$7,0)+(IF(C288>=$AE$6,C288,0)/$AE$5)+IF(C288>$AE$10,($AE$9/C288),0)))","v":5.2439324294579936},5.2684798220310842,1.6847752850369062,0.12290004794691178,1.3366482011534231E-4,2.6916126137512819E-3,1.5870157459687562E-3,5.1594569301674342,3.1928059381806762E-2,8.2550465084318958E-3,6.385451706902856E-4,2.1356014114459754E-5,1.3642252261192311E-5,49.105230596722542,0.36108846846645992,0.36108577304246658,0.36571226774957388,5.6399115050814075E-2,5.6399115050814075E-2,5.6399115050814075E-2,5.6399115050814075E-2,null,null,25.755651074131585,null,null,1.5121668597914253E-6,0,0,23.349579522590957]
[262,0.30359212050984929,1.5179606025492467,{"$f":"IF('Calculation Sheet'!$D$59=\"YES\",(Vcc_max-C289)*ILIM_FINAL_TOL,(Vcc_max-C289)*($AE$13+IF(C289>=$AE$8,$AE$7,0)+(IF(C289>=$AE$6,C289,0)/$AE$5)+IF(C289>$AE$10,($AE$9/C289),0)))","v":5.2410356100482165},5.2655830031902076,1.689651441362729,0.12333370744075278,1.3414237990261313E-4,2.7012267863746331E-3,1.5861395409899615E-3,5.1603878042115223,3.2041768560915784E-2,8.284516272141218E-3,6.4082645965246599E-4,2.1432316078318081E-5,1.3690994101978049E-5,49.121867132141688,0.3623308537044938,0.36232814937118452,0.36696992804516793,5.6599479405066155E-2,5.6599479405066155E-2,5.6599479405066155E-2,5.6599479405066155E-2,null,null,25.758305379665607,null,null,1.5179606025492468E-6,0,0,23.36356175247608]
[263,0.30475086906141363,1.5237543453070685,{"$f":"IF('Calculation Sheet'!$D$59=\"YES\",(Vcc_max-C290)*ILIM_FINAL_TOL,(Vcc_max-C290)*($AE$13+IF(C290>=$AE$8,$AE$7,0)+(IF(C290>=$AE$6,C290,0)/$AE$5)+IF(C290>$AE$10,($AE$9/C290),0)))","v":5.2381387905713037},5.2626861842821953,1.6945169484692948,0.1237670849028305,1.3461967582895085E-4,2.7108356276359657E-3,1.5852633359907387E-3,5.1612764991561697,3.2155412059969635E-2,8.3139695648108969E-3,6.4310648725385278E-4,2.1508575890116788E-5,1.3739709016746815E-5,49.138382512800085,0.36357218576802719,0.36356947253580252,0.36822651726893607,5.6799724133054674E-2,5.6799724133054674E-2,5.6799724133054674E-2,5.6799724133054674E-2,null,null,25.760957867559728,null,null,1.5237543453070685E-6,0,0,23.377424645240357]
[264,0.30590961761297791,1.52954808806489,{"$f":"IF('Calculation Sheet'!$D$59=\"YES\",(Vcc_max-C291)*ILIM_FINAL_TOL,(Vcc_max-C291)*($AE$13+IF(C291>=$AE$8,$AE$7,0)+(IF(C291>=$AE$6,C291,0)/$AE$5)+IF(C291>$AE$10,($AE$9/C291),0)))","v":5.235241971027258},5.2597893653070473,1.6993718209462729,0.12420018035702096,1.3509670789524364E-4,2.7204391375441617E-3,1.5843871309710877E-3,5.1621234797913642,3.2268989880400056E-2,8.3434063865324148E-3,6.4538525349444598E-4,2.1584793550744052E-5,1.3788397005498609E-5,49.154777732661394,0.36481246492501107,0.36480974280426715,0.36948203569699611,5.6999849239398159E-2,5.6999849239398159E-2,5.6999849239398159E-2,5.6999849239398159E-2,null,null,25.763608538054125,null,null,1.52954808806489E-6,0,0,23.391169194607269]
[265,0.30706836616454225,1.5353418308227114,{"$f":"IF('Calculation Sheet'!$D$59=\"YES\",(Vcc_max-C292)*ILIM_FINAL_TOL,(Vcc_max-C292)*($AE$13+IF(C292>=$AE$8,$AE$7,0)+(IF(C292>=$AE$6,C292,0)/$AE$5)+IF(C292>$AE$10,($AE$9/C292),0)))","v":5.2323451514160766},5.2568925462647638,1.7042160733633467,0.12463299382720017,1.3557347610060333E-4,2.7300373161089908E-3,1.5835109259318969E-3,5.1629292057853622,3.2382502023638793E-2,8.3728267373990306E-3,6.4766275837513376E-4,2.1660969060199875E-5,1.3837058068233432E-5,49.171053775169902,0.36605169144332805,0.36604896044445656,0.37073648360539302,5.719985472871425E-2,5.719985472871425E-2,5.719985472871425E-2,5.719985472871425E-2,null,null,25.766257391388905,null,null,1.5353418308227113E-6,0,0,23.404796383780997]
[266,0.30822711471610653,1.5411355735805328,{"$f":"IF('Calculation Sheet'!$D$59=\"YES\",(Vcc_max-C293)*ILIM_FINAL_TOL,(Vcc_max-C293)*($AE$13+IF(C293>=$AE$8,$AE$7,0)+(IF(C293>=$AE$6,C293,0)/$AE$5)+IF(C293>$AE$10,($AE$9/C293),0)))","v":5.2294483317377605},5.2539957271553455,1.7090497202702366,0.12506552533724147,1.3604998044502992E-4,2.7396301633411113E-3,1.582634720872278E-3,5.163694131741126,3.2495948491115811E-2,8.4022306175031147E-3,6.4993900189680431E-4,2.1737102417596077E-5,1.3885692204063105E-5,49.187211613365825,0.36728986559079413,0.36728712572418143,0.37198986127010247,5.7399740605620586E-2,5.7399740605620586E-2,5.7399740605620586E-2,5.7399740605620586E-2,null,null,25.768904427804134,null,null,1.5411355735805328E-6,0,0,23.418307185561691]
[267,0.30938586326767087,1.5469293163383544,{"$f":"IF('Calculation Sheet'!$D$59=\"YES\",(Vcc_max-C294)*ILIM_FINAL_TOL,(Vcc_max-C294)*($AE$13+IF(C294>=$AE$8,$AE$7,0)+(IF(C294>=$AE$6,C294,0)/$AE$5)+IF(C294>$AE$10,($AE$9/C294),0)))","v":5.2265515119923087},5.2510989079787915,1.7138727761967316,0.12549777491101644,1.365262209285234E-4,2.749217679249405E-3,1.5817585157922309E-3,5.1644187072521408,3.2609329284263744E-2,8.4316180269361496E-3,6.5221398405945763E-4,2.1813193623820837E-5,1.3934299413875806E-5,49.203252209999391,0.36852698763515601,0.36852423891118402,0.37324216896702733,5.7599506874733919E-2,5.7599506874733919E-2,5.7599506874733919E-2,5.7599506874733919E-2,null,null,25.77154964753981,null,null,1.5469293163383543E-6,0,0,23.431702562459581]
[268,0.31054461181923515,1.5527230590961758,{"$f":"IF('Calculation Sheet'!$D$59=\"YES\",(Vcc_max-C295)*ILIM_FINAL_TOL,(Vcc_max-C295)*($AE$13+IF(C295>=$AE$8,$AE$7,0)+(IF(C295>=$AE$6,C295,0)/$AE$5)+IF(C295>$AE$10,($AE$9/C295),0)))","v":5.223654692179724},5.2482020887351029,1.7186852556527121,0.12592974257239309,1.3700219755197196E-4,2.7587998638436417E-3,1.5808823106917558E-3,5.1651033769576147,3.2722644404513446E-2,8.4609889657913939E-3,6.5448770486398189E-4,2.1889242677985976E-5,1.3982879697671535E-5,49.219176517643589,0.36976305784409291,0.36976030027313822,0.37449340697200117,5.7799153540671888E-2,5.7799153540671888E-2,5.7799153540671888E-2,5.7799153540671888E-2,null,null,25.774193050835894,null,null,1.5527230590961758E-6,0,0,23.444983466807695]
[269,0.31170336037079949,1.5585168018539974,{"$f":"IF('Calculation Sheet'!$D$59=\"YES\",(Vcc_max-C296)*ILIM_FINAL_TOL,(Vcc_max-C296)*($AE$13+IF(C296>=$AE$8,$AE$7,0)+(IF(C296>=$AE$6,C296,0)/$AE$5)+IF(C296>$AE$10,($AE$9/C296),0)))","v":5.2207578723000019},5.2453052694242794,1.723487173128182,0.12636142834524033,1.3747791031448742E-4,2.7683767171327034E-3,1.5800061055708525E-3,5.1657485805970751,3.283589385329666E-2,8.4903434341612183E-3,6.5676016431037709E-4,2.1965249580979673E-5,1.4031433055450293E-5,49.234985478805818,0.37099807648521477,0.37099531007765041,0.37574357556078475,5.7998680608051245E-2,5.7998680608051245E-2,5.7998680608051245E-2,5.7998680608051245E-2,null,null,25.776834637932282,null,null,1.5585168018539975E-6,0,0,23.458150840873536]
[270,0.31286210892236377,1.5643105446118191,{"$f":"IF('Calculation Sheet'!$D$59=\"YES\",(Vcc_max-C297)*ILIM_FINAL_TOL,(Vcc_max-C297)*($AE$13+IF(C297>=$AE$8,$AE$7,0)+(IF(C297>=$AE$6,C297,0)/$AE$5)+IF(C297>$AE$10,($AE$9/C297),0)))","v":5.2178610523531459},5.2424084500463204,1.7282785430932908,0.12679283225342175,1.3795335921695795E-4,2.7779482391272481E-3,1.5791299004295212E-3,5.1663547530643585,3.2949077632044244E-2,8.519681432137105E-3,6.5903136239953142E-4,2.2041214332801928E-5,1.4079959487212079E-5,49.250680026038076,0.3722320438260649,0.37222926859225858,0.37699267500906775,5.819808808148963E-2,5.819808808148963E-2,5.819808808148963E-2,5.819808808148963E-2,null,null,25.77947440906884,null,null,1.564310544611819E-6,0,0,23.471205616969236]
[271,0.31402085747392811,1.5701042873696407,{"$f":"IF('Calculation Sheet'!$D$59=\"YES\",(Vcc_max-C298)*ILIM_FINAL_TOL,(Vcc_max-C298)*($AE$13+IF(C298>=$AE$8,$AE$7,0)+(IF(C298>=$AE$6,C298,0)/$AE$5)+IF(C298>$AE$10,($AE$9/C298),0)))","v":5.2149642323391543},5.2395116306012266,1.7330593799983656,0.12722395432080269,1.3842854425849538E-4,2.7875144298370458E-3,1.5782536952677617E-3,5.1669223244610079,3.306219574218705E-2,8.549002959812313E-3,6.6130129913144486E-4,2.2117136932564563E-5,1.4128458992068715E-5,49.266261082046235,0.37346496013411734,0.37346217608443233,0.37824070559246969,5.8397375965602905E-2,5.8397375965602905E-2,5.8397375965602905E-2,5.8397375965602905E-2,null,null,25.78211236448535,null,null,1.5701042873696407E-6,0,0,23.484148717560885]
[272,0.31517960602549239,1.5758980301274621,{"$f":"IF('Calculation Sheet'!$D$59=\"YES\",(Vcc_max-C299)*ILIM_FINAL_TOL,(Vcc_max-C299)*($AE$13+IF(C299>=$AE$8,$AE$7,0)+(IF(C299>=$AE$6,C299,0)/$AE$5)+IF(C299>$AE$10,($AE$9/C299),0)))","v":5.2120674122580297},5.2366148110889972,1.7378296982739347,0.12765479457124229,1.389034654390997E-4,2.7970752892709783E-3,1.5773774900864623E-3,5.1674517201490806,3.3175248185156825E-2,8.5783080172783244E-3,6.6356997450700561E-4,2.2193017381155755E-5,1.417693157090838E-5,49.28172955979786,0.37469682567677953,0.37469403282157288,0.37948766758653907,5.8596544265006933E-2,5.8596544265006933E-2,5.8596544265006933E-2,5.8596544265006933E-2,null,null,25.784748504421561,null,null,1.575898030127462E-6,0,0,23.496981055376299]
[273,0.31633835457705672,1.5816917728852837,{"$f":"IF('Calculation Sheet'!$D$59=\"YES\",(Vcc_max-C300)*ILIM_FINAL_TOL,(Vcc_max-C300)*($AE$13+IF(C300>=$AE$8,$AE$7,0)+(IF(C300>=$AE$6,C300,0)/$AE$5)+IF(C300>$AE$10,($AE$9/C300),0)))","v":5.2091705921097686},5.233717991509633,1.7425895123307575,0.12808535302860058,1.3937812275965911E-4,2.8066308174388155E-3,1.5765012848838467E-3,5.1679433608033776,3.3288234962384422E-2,8.6075966046275099E-3,6.6583738852710184E-4,2.2268855677687327E-5,1.4225377223731073E-5,49.297086362628932,0.37592764072138873,0.37592483907101482,0.38073356126675328,5.8795592984319356E-2,5.8795592984319356E-2,5.8795592984319356E-2,5.8795592984319356E-2,null,null,25.787382829117171,null,null,1.5816917728852837E-6,0,0,23.509703533511761]
[274,0.31749710312862101,1.5874855156431051,{"$f":"IF('Calculation Sheet'!$D$59=\"YES\",(Vcc_max-C301)*ILIM_FINAL_TOL,(Vcc_max-C301)*($AE$13+IF(C301>=$AE$8,$AE$7,0)+(IF(C301>=$AE$6,C301,0)/$AE$5)+IF(C301>$AE$10,($AE$9/C301),0)))","v":5.2062737718943719},5.2308211718631341,1.747338836559849,0.12851562971673403,1.3985251621928541E-4,2.8161810143503274E-3,1.5756250796616911E-3,5.1683976624630903,3.3401156075301586E-2,8.6368687219531282E-3,6.6810354119173354E-4,2.2344651823047457E-5,1.4273795950536794E-5,49.312332384349432,0.37715740553521648,0.37715459510002347,0.38197838690851782,5.8994522128155147E-2,5.8994522128155147E-2,5.8994522128155147E-2,5.8994522128155147E-2,null,null,25.790015338811816,null,null,1.5874855156431052E-6,0,0,23.522317045537616]
[275,0.31865585168018534,1.593279258400927,{"$f":"IF('Calculation Sheet'!$D$59=\"YES\",(Vcc_max-C302)*ILIM_FINAL_TOL,(Vcc_max-C302)*($AE$13+IF(C302>=$AE$8,$AE$7,0)+(IF(C302>=$AE$6,C302,0)/$AE$5)+IF(C302>$AE$10,($AE$9/C302),0)))","v":5.2033769516118422},5.2279243521494996,1.7520776853325084,0.1289456246594991,1.4032664581886678E-4,2.8257258800161722E-3,1.5747488744191074E-3,5.1688150365828855,3.3514011525339171E-2,8.6661243693466616E-3,6.703684325017889E-4,2.2420405817236144E-5,1.4322187751325544E-5,49.327468509347717,0.37838612038546415,0.37838330117579666,0.38322214478716798,5.9193331701131058E-2,5.9193331701131058E-2,5.9193331701131058E-2,5.9193331701131058E-2,null,null,25.792646033745083,null,null,1.5932792584009269E-6,0,0,23.534822475602635]
[276,0.31981460023174962,1.5990730011587484,{"$f":"IF('Calculation Sheet'!$D$59=\"YES\",(Vcc_max-C303)*ILIM_FINAL_TOL,(Vcc_max-C303)*($AE$13+IF(C303>=$AE$8,$AE$7,0)+(IF(C303>=$AE$6,C303,0)/$AE$5)+IF(C303>$AE$10,($AE$9/C303),0)))","v":5.200480131262176},5.2250275323687303,1.7568060730003459,0.12937533788074695,1.4080051155751505E-4,2.8352654144443434E-3,1.5738726691560956E-3,5.1691958900834232,3.3626801313928034E-2,8.6953635469004809E-3,6.7263206245726792E-4,2.2496117659365211E-5,1.4370552625209143E-5,49.342495612693703,0.3796137855392665,0.3796109575654647,0.38446483517796715,5.9392021707862064E-2,5.9392021707862064E-2,5.9392021707862064E-2,5.9392021707862064E-2,null,null,25.795274914156504,null,null,1.5990730011587484E-6,0,0,23.547220698537199]
[277,0.32097334878331396,1.60486674391657,{"$f":"IF('Calculation Sheet'!$D$59=\"YES\",(Vcc_max-C304)*ILIM_FINAL_TOL,(Vcc_max-C304)*($AE$13+IF(C304>=$AE$8,$AE$7,0)+(IF(C304>=$AE$6,C304,0)/$AE$5)+IF(C304>$AE$10,($AE$9/C304),0)))","v":5.1975833108453759},5.2221307125208263,1.7615240138953099,0.1298047694043305,1.412741134361184E-4,2.8447996176454993E-3,1.5729964638726557E-3,5.1695406254013188,3.373952544249903E-2,8.7245862547069564E-3,6.7489443105905877E-4,2.2571787350322836E-5,1.4418890573075771E-5,49.357414560241089,0.38084040126369079,0.38083756453608864,0.38570645835610939,5.9590592152964028E-2,5.9590592152964028E-2,5.9590592152964028E-2,5.9590592152964028E-2,null,null,25.797901980285573,null,null,1.6048667439165699E-6,0,0,23.559512579955516]
[278,0.32213209733487824,1.6106604866743914,{"$f":"IF('Calculation Sheet'!$D$59=\"YES\",(Vcc_max-C305)*ILIM_FINAL_TOL,(Vcc_max-C305)*($AE$13+IF(C305>=$AE$8,$AE$7,0)+(IF(C305>=$AE$6,C305,0)/$AE$5)+IF(C305>$AE$10,($AE$9/C305),0)))","v":5.1946864903614411},5.2192338926057866,1.7662315223297123,0.13023391925409733,1.4174745145378864E-4,2.8543284896294097E-3,1.5721202585696759E-3,5.1698496405385557,3.3852183912483902E-2,8.7537924928593469E-3,6.7715553830804964E-4,2.264741488922084E-5,1.4467201594925427E-5,49.372226208728222,0.38206596782573499,0.38206312235466289,0.38694701459671688,5.9789043041051926E-2,5.9789043041051926E-2,5.9789043041051926E-2,5.9789043041051926E-2,null,null,25.800527232371703,null,null,1.6106604866743914E-6,0,0,23.571698976356519]
[279,0.32329084588644258,1.6164542294322131,{"$f":"IF('Calculation Sheet'!$D$59=\"YES\",(Vcc_max-C306)*ILIM_FINAL_TOL,(Vcc_max-C306)*($AE$13+IF(C306>=$AE$8,$AE$7,0)+(IF(C306>=$AE$6,C306,0)/$AE$5)+IF(C306>$AE$10,($AE$9/C306),0)))","v":5.1917896698103716},5.2163370726236122,1.7709286125962582,0.13066278745389592,1.4222052561141396E-4,2.8638520304049564E-3,1.5712440532453797E-3,5.1701233291113518,3.3964776725313506E-2,8.7829822614491349E-3,6.7941538420424052E-4,2.2723000276947403E-5,1.4515485690758112E-5,49.386931405877974,0.38329048549232958,0.38328763128811261,0.3881865041748398,5.998737437674162E-2,5.998737437674162E-2,5.998737437674162E-2,5.998737437674162E-2,null,null,25.803150670654293,null,null,1.6164542294322132E-6,0,0,23.58378073522368]
[280,0.32444959443800686,1.6222479721900345,{"$f":"IF('Calculation Sheet'!$D$59=\"YES\",(Vcc_max-C307)*ILIM_FINAL_TOL,(Vcc_max-C307)*($AE$13+IF(C307>=$AE$8,$AE$7,0)+(IF(C307>=$AE$6,C307,0)/$AE$5)+IF(C307>$AE$10,($AE$9/C307),0)))","v":5.1888928491921655},5.2134402525743031,1.7756152989680705,0.13109137402757032,1.4269333590810618E-4,2.8733702399827976E-3,1.5703678479015437E-3,5.1703620803984878,3.4077303882418697E-2,8.8121555605686908E-3,6.816739687485196E-4,2.2798543513502523E-5,1.4563742860573825E-5,49.401530990496596,0.38451395453033754,0.38451109160329633,0.38942492736545997,6.0185586164648086E-2,6.0185586164648086E-2,6.0185586164648086E-2,6.0185586164648086E-2,null,null,25.805772295372659,null,null,1.6222479721900344E-6,0,0,23.595758695123937]
[281,0.3256083429895712,1.6280417149478563,{"$f":"IF('Calculation Sheet'!$D$59=\"YES\",(Vcc_max-C308)*ILIM_FINAL_TOL,(Vcc_max-C308)*($AE$13+IF(C308>=$AE$8,$AE$7,0)+(IF(C308>=$AE$6,C308,0)/$AE$5)+IF(C308>$AE$10,($AE$9/C308),0)))","v":5.1859960285068256},5.2105434324578592,1.7802915956987175,0.13151967899896455,1.4316588234475347E-4,2.8828831183718151E-3,1.5694916425372796E-3,5.1705662793891056,3.4189765385230331E-2,8.8413123903103852E-3,6.8393129194088687E-4,2.2874044597998022E-5,1.4611973104372566E-5,49.416025792571233,0.38573637520655346,0.3857335035670042,0.3906622844434855,6.0383678409386299E-2,6.0383678409386299E-2,6.0383678409386299E-2,6.0383678409386299E-2,null,null,25.808392106766078,null,null,1.6280417149478564E-6,0,0,23.607633685805155]
[282,0.32676709154113553,1.633835457705678,{"$f":"IF('Calculation Sheet'!$D$59=\"YES\",(Vcc_max-C309)*ILIM_FINAL_TOL,(Vcc_max-C309)*($AE$13+IF(C309>=$AE$8,$AE$7,0)+(IF(C309>=$AE$6,C309,0)/$AE$5)+IF(C309>$AE$10,($AE$9/C309),0)))","v":5.183099207754351},5.2076466122742797,1.78495751702224,0.13194770239191822,1.4363816492135584E-4,2.8923906655817788E-3,1.5686154371516992E-3,5.1707363068299745,3.4302161235179263E-2,8.8704527507657005E-3,6.861873537822305E-4,2.294950353132208E-5,1.4660176421266158E-5,49.430416633366683,0.38695774778770353,0.38695486744595797,0.39189857568375608,6.0581651115570345E-2,6.0581651115570345E-2,6.0581651115570345E-2,6.0581651115570345E-2,null,null,25.811010105073773,null,null,1.6338354577056779E-6,0,0,23.61940652829291]
[283,0.32792584009269982,1.6396292004634994,{"$f":"IF('Calculation Sheet'!$D$59=\"YES\",(Vcc_max-C310)*ILIM_FINAL_TOL,(Vcc_max-C310)*($AE$13+IF(C310>=$AE$8,$AE$7,0)+(IF(C310>=$AE$6,C310,0)/$AE$5)+IF(C310>$AE$10,($AE$9/C310),0)))","v":5.1802023869347407},5.2047497920235655,1.7896130771531769,0.13237544423027003,1.441101836370251E-4,2.9018928816224587E-3,1.567739231747467E-3,5.1708725392722421,3.4414491433696348E-2,8.8995766420278954E-3,6.8844215427255051E-4,2.3024920312586517E-5,1.4708352812142778E-5,49.444704325520874,0.38817807254044734,0.38817518350681279,0.39313380136103859,6.07795042878152E-2,6.07795042878152E-2,6.07795042878152E-2,6.07795042878152E-2,null,null,25.813626290534906,null,null,1.6396292004634994E-6,0,0,23.631078034985968]
[284,0.32908458864426415,1.645422943221321,{"$f":"IF('Calculation Sheet'!$D$59=\"YES\",(Vcc_max-C311)*ILIM_FINAL_TOL,(Vcc_max-C311)*($AE$13+IF(C311>=$AE$8,$AE$7,0)+(IF(C311>=$AE$6,C311,0)/$AE$5)+IF(C311>$AE$10,($AE$9/C311),0)))","v":5.1773055660479956},5.2018529717057165,1.794258290286594,0.1328029045378587,1.4458193849264944E-4,2.9113897665036248E-3,1.5668630263219185E-3,5.1709753491176675,3.4526755982212443E-2,8.9286840641893406E-3,6.9069569341273507E-4,2.3100294942679511E-5,1.4756502277002426E-5,49.458889673139339,0.38939734973137696,0.38939445201615452,0.39436796175002975,6.0977237930734951E-2,6.0977237930734951E-2,6.0977237930734951E-2,6.0977237930734951E-2,null,null,25.816240663388594,null,null,1.6454229432213211E-6,0,0,23.642649009750745]
[285,0.33024333719582843,1.6512166859791422,{"$f":"IF('Calculation Sheet'!$D$59=\"YES\",(Vcc_max-C312)*ILIM_FINAL_TOL,(Vcc_max-C312)*($AE$13+IF(C312>=$AE$8,$AE$7,0)+(IF(C312>=$AE$6,C312,0)/$AE$5)+IF(C312>$AE$10,($AE$9/C312),0)))","v":5.1744087450941167},5.1989561513207327,1.7988931705981082,0.1332300833385176,1.4505342948822886E-4,2.920881320235047E-3,1.565986820875942E-3,5.1710451046643451,3.4638954882158401E-2,8.9577750173424064E-3,6.9294797120367235E-4,2.3175627421601064E-5,1.4804624815845102E-5,49.472973471888693,0.39061557962701432,0.39061267324050242,0.39560105712535609,6.1174852048943684E-2,6.1174852048943684E-2,6.1174852048943684E-2,6.1174852048943684E-2,null,null,25.818853223873909,null,null,1.6512166859791422E-6,0,0,23.654120248014785]
[286,0.33140208574739277,1.657010428736964,{"$f":"IF('Calculation Sheet'!$D$59=\"YES\",(Vcc_max-C313)*ILIM_FINAL_TOL,(Vcc_max-C313)*($AE$13+IF(C313>=$AE$8,$AE$7,0)+(IF(C313>=$AE$6,C313,0)/$AE$5)+IF(C313>$AE$10,($AE$9/C313),0)))","v":5.1715119240731022},5.1960593308686134,1.8035177322439164,0.133656980656081,1.4552465662287517E-4,2.9303675428264953E-3,1.5651106154095373E-3,5.1710821701519247,3.4751088134964192E-2,8.9868495015794636E-3,6.9519898764536237E-4,2.3250917748462996E-5,1.4852720428670807E-5,49.486956509088991,0.3918327624938156,0.39182984744630645,0.39683308776157311,6.1372346647055487E-2,6.1372346647055487E-2,6.1372346647055487E-2,6.1372346647055487E-2,null,null,25.821463972229861,null,null,1.6570104287369641E-6,0,0,23.66549253685913]
[287,0.33256083429895705,1.6628041714947854,{"$f":"IF('Calculation Sheet'!$D$59=\"YES\",(Vcc_max-C314)*ILIM_FINAL_TOL,(Vcc_max-C314)*($AE$13+IF(C314>=$AE$8,$AE$7,0)+(IF(C314>=$AE$6,C314,0)/$AE$5)+IF(C314>$AE$10,($AE$9/C314),0)))","v":5.1686151029849521},5.1931625103493593,1.8081319893608199,0.13408359651437785,1.4599561989747656E-4,2.9398484342868514E-3,1.5642344099235928E-3,5.1710869058063329,3.4863155742061558E-2,9.0159075169919944E-3,6.9744874273869328E-4,2.3326165924153486E-5,1.4900789114591362E-5,49.500839563805172,0.39304889859816861,0.39304597489994997,0.39806405393316524,6.1569721729683557E-2,6.1569721729683557E-2,6.1569721729683557E-2,6.1569721729683557E-2,null,null,25.824072908695399,null,null,1.6628041714947854E-6,0,0,23.676766655109773]
[288,0.33371958285052139,1.6685979142526071,{"$f":"IF('Calculation Sheet'!$D$59=\"YES\",(Vcc_max-C315)*ILIM_FINAL_TOL,(Vcc_max-C315)*($AE$13+IF(C315>=$AE$8,$AE$7,0)+(IF(C315>=$AE$6,C315,0)/$AE$5)+IF(C315>$AE$10,($AE$9/C315),0)))","v":5.1657182818296681},5.1902656897629704,1.8127359560662533,0.13450993093723884,1.4646631931203302E-4,2.9493239946258853E-3,1.5633582044172201E-3,5.171059667884002,3.4975157704881354E-2,9.0449490636732577E-3,6.9969723648366511E-4,2.3401371947784355E-5,1.4948830874494945E-5,49.514623406937474,0.39426398820639363,0.39426105586774884,0.39929395591454586,6.1766977301441983E-2,6.1766977301441983E-2,6.1766977301441983E-2,6.1766977301441983E-2,null,null,25.826680033509454,null,null,1.6685979142526071E-6,0,0,23.68794337342802]
[289,0.33487833140208567,1.6743916570104285,{"$f":"IF('Calculation Sheet'!$D$59=\"YES\",(Vcc_max-C316)*ILIM_FINAL_TOL,(Vcc_max-C316)*($AE$13+IF(C316>=$AE$8,$AE$7,0)+(IF(C316>=$AE$6,C316,0)/$AE$5)+IF(C316>$AE$10,($AE$9/C316),0)))","v":5.1628214606072484},5.1873688691094468,1.8173296464583091,0.13493598394848938,1.4693675486654456E-4,2.9587942238542553E-3,1.5624819988904193E-3,5.1710008087156139,3.5087094024853549E-2,9.0739741417147357E-3,7.0194446888116602E-4,2.3476535820243782E-5,1.4996845708381557E-5,49.528308801310757,0.3954780315847426,0.39547509061594965,0.40052279398005819,6.1964113366943963E-2,6.1964113366943963E-2,6.1964113366943963E-2,6.1964113366943963E-2,null,null,25.829285346910851,null,null,1.6743916570104284E-6,0,0,23.699023454399907]
[290,0.33603707995365001,1.6801853997682501,{"$f":"IF('Calculation Sheet'!$D$59=\"YES\",(Vcc_max-C317)*ILIM_FINAL_TOL,(Vcc_max-C317)*($AE$13+IF(C317>=$AE$8,$AE$7,0)+(IF(C317>=$AE$6,C317,0)/$AE$5)+IF(C317>$AE$10,($AE$9/C317),0)))","v":5.159924639317695},5.1844720483887885,1.8219130746157655,0.13536175557195573,1.47406926560123E-4,2.968259121980843E-3,1.5616057933431904E-3,5.1709106767493562,3.5198964703408997E-2,9.1029827512096873E-3,7.0419043993208419E-4,2.3551657541531767E-5,1.5044833616251196E-5,49.541896501763006,0.3966910289993999,0.39668807941073325,0.40175056840397438,6.2161129930803583E-2,6.2161129930803583E-2,6.2161129930803583E-2,6.2161129930803583E-2,null,null,25.831888849138423,null,null,1.6801853997682501E-6,0,0,23.710007652624583]
[291,0.33719582850521429,1.6859791425260715,{"$f":"IF('Calculation Sheet'!$D$59=\"YES\",(Vcc_max-C318)*ILIM_FINAL_TOL,(Vcc_max-C318)*($AE$13+IF(C318>=$AE$8,$AE$7,0)+(IF(C318>=$AE$6,C318,0)/$AE$5)+IF(C318>$AE$10,($AE$9/C318),0)))","v":5.157027817961005},5.1815752276009954,1.8264862545981115,0.13578724583145974,1.4787683439365651E-4,2.9777186890154184E-3,1.5607295877755334E-3,5.1707896165937086,3.5310769741978554E-2,9.1319748922495947E-3,7.0643514963641962E-4,2.3626737110760132E-5,1.5092794598103865E-5,49.555387255232667,0.39790298071648156,0.39790002251821122,0.40297727946049555,6.2358026997633154E-2,6.2358026997633154E-2,6.2358026997633154E-2,6.2358026997633154E-2,null,null,25.834490540430906,null,null,1.6859791425260716E-6,0,0,23.720896714801761]
[292,0.33835457705677863,1.6917728852838934,{"$f":"IF('Calculation Sheet'!$D$59=\"YES\",(Vcc_max-C319)*ILIM_FINAL_TOL,(Vcc_max-C319)*($AE$13+IF(C319>=$AE$8,$AE$7,0)+(IF(C319>=$AE$6,C319,0)/$AE$5)+IF(C319>$AE$10,($AE$9/C319),0)))","v":5.154130996537182},5.1786784067460667,1.8310492004455758,0.13621245475082233,1.483464783671451E-4,2.9871729249677514E-3,1.5598533821874483E-3,5.1706379690597517,3.5422509141993075E-2,9.1609505649268286E-3,7.086785979950605E-4,2.3701774528817054E-5,1.5140728653051383E-5,49.568781800845265,0.39911388700203787,0.39911092020442762,0.40420292742375263,6.2554804572045875E-2,6.2554804572045875E-2,6.2554804572045875E-2,6.2554804572045875E-2,null,null,25.837090421027,null,null,1.6917728852838933E-6,0,0,23.731691379818265]
[293,0.33951332560834291,1.6975666280417148,{"$f":"IF('Calculation Sheet'!$D$59=\"YES\",(Vcc_max-C320)*ILIM_FINAL_TOL,(Vcc_max-C320)*($AE$13+IF(C320>=$AE$8,$AE$7,0)+(IF(C320>=$AE$6,C320,0)/$AE$5)+IF(C320>$AE$10,($AE$9/C320),0)))","v":5.1512341750462225},5.1757815858240033,1.8356019261791499,0.13663738235386269,1.4881585848058876E-4,2.996621829846724E-3,1.5589771765789351E-3,5.1704560712030148,3.5534182904882528E-2,9.1899097693346476E-3,7.1092078500800682E-4,2.3776769794814356E-5,1.518863578198193E-5,49.582080869998748,0.40032374812204896,0.40032077273535904,0.4054275125678064,6.2751462658654056E-2,6.2751462658654056E-2,6.2751462658654056E-2,6.2751462658654056E-2,null,null,25.839688491165354,null,null,1.6975666280417148E-6,0,0,23.742392378833394]
[294,0.34067207415990725,1.7033603707995364,{"$f":"IF('Calculation Sheet'!$D$59=\"YES\",(Vcc_max-C321)*ILIM_FINAL_TOL,(Vcc_max-C321)*($AE$13+IF(C321>=$AE$8,$AE$7,0)+(IF(C321>=$AE$6,C321,0)/$AE$5)+IF(C321>$AE$10,($AE$9/C321),0)))","v":5.1483373534881283},5.1728847648348051,1.8401444458006169,0.13706202866439732,1.492849747339875E-4,3.0060654036629941E-3,1.558100970950882E-3,5.1702442563648567,3.5645791032077767E-2,9.2188525055645343E-3,7.1316171067614675E-4,2.3851722909640216E-5,1.5236515984895505E-5,49.595285186448244,0.40153256434242923,0.40152958037691455,0.40665103516664569,6.2948001262070008E-2,6.2948001262070008E-2,6.2948001262070008E-2,6.2948001262070008E-2,null,null,25.842284751084563,null,null,1.7033603707995363E-6,0,0,23.753000435363681]
[295,0.34183082271147153,1.7091541135573578,{"$f":"IF('Calculation Sheet'!$D$59=\"YES\",(Vcc_max-C322)*ILIM_FINAL_TOL,(Vcc_max-C322)*($AE$13+IF(C322>=$AE$8,$AE$7,0)+(IF(C322>=$AE$6,C322,0)/$AE$5)+IF(C322>$AE$10,($AE$9/C322),0)))","v":5.1454405318629002},5.1699879437784722,1.844676773292576,0.13748639370624005,1.4975382712734131E-4,3.0155036464254437E-3,1.5572247653015125E-3,5.170002854213398,3.5757333525008761E-2,9.247778773708859E-3,7.1540137500036849E-4,2.3926633873294634E-5,1.5284369261792108E-5,49.608395466389574,0.4027403359290247,0.40273734339493572,0.40787349549418916,6.314442038690693E-2,6.314442038690693E-2,6.314442038690693E-2,6.314442038690693E-2,null,null,25.844879201023161,null,null,1.7091541135573578E-6,0,0,23.763516265366412]
[296,0.34298957126303586,1.7149478563151794,{"$f":"IF('Calculation Sheet'!$D$59=\"YES\",(Vcc_max-C323)*ILIM_FINAL_TOL,(Vcc_max-C323)*($AE$13+IF(C323>=$AE$8,$AE$7,0)+(IF(C323>=$AE$6,C323,0)/$AE$5)+IF(C323>$AE$10,($AE$9/C323),0)))","v":5.1425437101705356},5.1670911226550036,1.8491989226184717,0.13791047750320562,1.5022241565976202E-4,3.0249365581447307E-3,1.5563485596326032E-3,5.1697321907839937,3.5868810385106364E-2,9.2766885738599925E-3,7.1763977798067202E-4,2.4001502684889431E-5,1.533219561267174E-5,49.621412418542093,0.40394706314761297,0.40394406205519662,0.40909489382428621,6.3340720037776244E-2,6.3340720037776244E-2,6.3340720037776244E-2,6.3340720037776244E-2,null,null,25.847471841219654,null,null,1.7149478563151795E-6,0,0,23.773940577322438]
[297,0.34414831981460015,1.7207415990730011,{"$f":"IF('Calculation Sheet'!$D$59=\"YES\",(Vcc_max-C324)*ILIM_FINAL_TOL,(Vcc_max-C324)*($AE$13+IF(C324>=$AE$8,$AE$7,0)+(IF(C324>=$AE$6,C324,0)/$AE$5)+IF(C324>$AE$10,($AE$9/C324),0)))","v":5.139646888411038},5.1641943014644003,1.8537109077226162,0.13833428007910253,1.5069074033213781E-4,3.0343641388297371E-3,1.5554723539432658E-3,5.1694325885192685,3.5980221613801433E-2,9.3055819061103051E-3,7.1987691961705735E-4,2.4076329345312786E-5,1.5379995036646221E-5,49.634336744230453,0.40515274626390596,0.40514973662340292,0.41031523043071338,6.353690021929026E-2,6.353690021929026E-2,6.353690021929026E-2,6.353690021929026E-2,null,null,25.850062671912468,null,null,1.720741599073001E-6,0,0,23.784274072317984]
[298,0.34530706836616448,1.7265353418308227,{"$f":"IF('Calculation Sheet'!$D$59=\"YES\",(Vcc_max-C325)*ILIM_FINAL_TOL,(Vcc_max-C325)*($AE$13+IF(C325>=$AE$8,$AE$7,0)+(IF(C325>=$AE$6,C325,0)/$AE$5)+IF(C325>$AE$10,($AE$9/C325),0)))","v":5.136750066584403},5.1612974802066622,1.8582127425302191,0.13875780145774108,1.5115880114446867E-4,3.0437863884902328E-3,1.5545961482335002E-3,5.1691043663087033,3.6091567212523934E-2,9.3344587705521676E-3,7.2211279991041266E-4,2.415111385367652E-5,1.5427767534603731E-5,49.647169137465482,0.40635738554354539,0.40635436736519281,0.41153450558717797,6.3732960936061289E-2,6.3732960936061289E-2,6.3732960936061289E-2,6.3732960936061289E-2,null,null,25.85265169334,null,null,1.7265353418308227E-6,0,0,23.794517444125482]
[299,0.34646581691772876,1.7323290845886441,{"$f":"IF('Calculation Sheet'!$D$59=\"YES\",(Vcc_max-C326)*ILIM_FINAL_TOL,(Vcc_max-C326)*($AE$13+IF(C326>=$AE$8,$AE$7,0)+(IF(C326>=$AE$6,C326,0)/$AE$5)+IF(C326>$AE$10,($AE$9/C326),0)))","v":5.133853244690636},5.1584006588817894,1.8627044409474109,0.13918104166292711,1.5162659809675461E-4,3.0532033071359876E-3,1.5537199425041948E-3,5.168747839527791,3.6202847182703835E-2,9.3633191672779503E-3,7.2434741886162612E-4,2.4225856210868812E-5,1.547551310654427E-5,49.659910285024317,0.40756098125210816,0.40755795454613697,0.41275271956731707,6.3928902192700754E-2,6.3928902192700754E-2,6.3928902192700754E-2,6.3928902192700754E-2,null,null,25.855238905740581,null,null,1.732329084588644E-6,0,0,23.804671379283736]
[300,0.3476245654692931,1.7381228273464657,{"$f":"IF('Calculation Sheet'!$D$59=\"YES\",(Vcc_max-C327)*ILIM_FINAL_TOL,(Vcc_max-C327)*($AE$13+IF(C327>=$AE$8,$AE$7,0)+(IF(C327>=$AE$6,C327,0)/$AE$5)+IF(C327>$AE$10,($AE$9/C327),0)))","v":5.1309564227297324},5.1555038374897819,1.8671860168612713,0.13960400071846646,1.5209413118899562E-4,3.0626148947767717E-3,1.552843736753573E-3,5.1683633200767591,3.631406152577199E-2,9.392163096380024E-3,7.2658077647158592E-4,2.4300556416889663E-5,1.5523231752467836E-5,49.67256086652948,0.40876353365510099,0.40876049843173945,0.41396987264469587,6.4124723993819188E-2,6.4124723993819188E-2,6.4124723993819188E-2,6.4124723993819188E-2,null,null,25.857824309352484,null,null,1.7381228273464657E-6,0,0,23.814736557176996]
[301,0.34878331402085738,1.7439165701042871,{"$f":"IF('Calculation Sheet'!$D$59=\"YES\",(Vcc_max-C328)*ILIM_FINAL_TOL,(Vcc_max-C328)*($AE$13+IF(C328>=$AE$8,$AE$7,0)+(IF(C328>=$AE$6,C328,0)/$AE$5)+IF(C328>$AE$10,($AE$9/C328),0)))","v":5.1280596007016941},5.1526070160306396,1.871657484139853,0.14002667864815965,1.5256140042119171E-4,3.072021151422355E-3,1.5519675309825232E-3,5.1679511164188625,3.6425210243159256E-2,9.4209905579507591E-3,7.2881287274029205E-4,2.4375214470850892E-5,1.5570923472374432E-5,49.68512155452715,0.40996504301796488,0.40996199928743593,0.41518596509281025,6.4320426344028903E-2,6.4320426344028903E-2,6.4320426344028903E-2,6.4320426344028903E-2,null,null,25.860407904413954,null,null,1.7439165701042872E-6,0,0,23.824713650113196]
[302,0.34994206257242172,1.749710312862109,{"$f":"IF('Calculation Sheet'!$D$59=\"YES\",(Vcc_max-C329)*ILIM_FINAL_TOL,(Vcc_max-C329)*($AE$13+IF(C329>=$AE$8,$AE$7,0)+(IF(C329>=$AE$6,C329,0)/$AE$5)+IF(C329>$AE$10,($AE$9/C329),0)))","v":5.1251627786065201},5.1497101945043617,1.8761188566322105,0.14044907547580898,1.5302840579334287E-4,3.0814220770816192E-3,1.5510913251919334E-3,5.16751153361826,3.6536293336294712E-2,9.4498015520816381E-3,7.3104370766774451E-4,2.444983037364068E-5,1.5618588266264055E-5,49.697593014564582,0.41116550960607245,0.41116245737859369,0.41640099718508505,6.4516009247940431E-2,6.4516009247940431E-2,6.4516009247940431E-2,6.4516009247940431E-2,null,null,25.86298969116315,null,null,1.749710312862109E-6,0,0,23.834603323401431]
[303,0.351100811123986,1.7555040556199304,{"$f":"IF('Calculation Sheet'!$D$59=\"YES\",(Vcc_max-C330)*ILIM_FINAL_TOL,(Vcc_max-C330)*($AE$13+IF(C330>=$AE$8,$AE$7,0)+(IF(C330>=$AE$6,C330,0)/$AE$5)+IF(C330>$AE$10,($AE$9/C330),0)))","v":5.1222659564442123},5.1468133729109491,1.8805701481684229,0.1408711912252123,1.5349514730544911E-4,3.0908176717652225E-3,1.5502151193809155E-3,5.1670448733774688,3.6647310806609212E-2,9.4785960788659196E-3,7.3327328125483149E-4,2.4524404124370847E-5,1.5666226133248529E-5,49.709975905266717,0.41236493368472971,0.4123618729705143,0.41761496919487406,6.4711472710165197E-2,6.4711472710165197E-2,6.4711472710165197E-2,6.4711472710165197E-2,null,null,25.865569669838212,null,null,1.7555040556199305E-6,0,0,23.844406235428504]
[304,0.35225955967555034,1.7612977983777518,{"$f":"IF('Calculation Sheet'!$D$59=\"YES\",(Vcc_max-C331)*ILIM_FINAL_TOL,(Vcc_max-C331)*($AE$13+IF(C331>=$AE$8,$AE$7,0)+(IF(C331>=$AE$6,C331,0)/$AE$5)+IF(C331>$AE$10,($AE$9/C331),0)))","v":5.1193691342147698},5.1439165512504017,1.8850113725596236,0.14129302592016746,1.5396162495751042E-4,3.1002079354820467E-3,1.5493389135494695E-3,5.1665514340744094,3.6758262655532725E-2,9.5073741383959742E-3,7.3550159350244115E-4,2.4598935723929571E-5,1.571383707421603E-5,49.722270878411827,0.41356331551917425,0.41356024632843091,0.41882788139546179,6.4906816735313733E-2,6.4906816735313733E-2,6.4906816735313733E-2,6.4906816735313733E-2,null,null,25.86814784067721,null,null,1.7612977983777517E-6,0,0,23.854123037734617]
[305,0.35341830822711462,1.7670915411355732,{"$f":"IF('Calculation Sheet'!$D$59=\"YES\",(Vcc_max-C332)*ILIM_FINAL_TOL,(Vcc_max-C332)*($AE$13+IF(C332>=$AE$8,$AE$7,0)+(IF(C332>=$AE$6,C332,0)/$AE$5)+IF(C332>$AE$10,($AE$9/C332),0)))","v":5.1164723119181925},5.1410197295227196,1.8894425435980224,0.14171457958446698,1.5442783875041499E-4,3.1095928682418617E-3,1.5484627076975954E-3,5.1660315107990389,3.6869148884496106E-2,9.5361357307632844E-3,7.3772864441146169E-4,2.4673425171428676E-5,1.5761421089166561E-5,49.734478579006485,0.41476065537457618,0.41475757771750921,0.42003973406006168,6.5102041327996574E-2,6.5102041327996574E-2,6.5102041327996574E-2,6.5102041327996574E-2,null,null,25.870724203918165,null,null,1.7670915411355732E-6,0,0,23.86375437508832]
[306,0.35457705677867896,1.7728852838933948,{"$f":"IF('Calculation Sheet'!$D$59=\"YES\",(Vcc_max-C333)*ILIM_FINAL_TOL,(Vcc_max-C333)*($AE$13+IF(C333>=$AE$8,$AE$7,0)+(IF(C333>=$AE$6,C333,0)/$AE$5)+IF(C333>$AE$10,($AE$9/C333),0)))","v":5.1135754895544796},5.1381229077279018,1.8938636750569353,0.14213585224190517,1.5489378868327464E-4,3.1189724700544375E-3,1.5475865018252932E-3,5.1654853953895836,3.6979969494929321E-2,9.5648808560602205E-3,7.3995443398100491E-4,2.4747872467756338E-5,1.5808978178100119E-5,49.746599645359517,0.41595695351603812,0.41595386740284734,0.42125052746181701,6.5297146492823366E-2,6.5297146492823366E-2,6.5297146492823366E-2,6.5297146492823366E-2,null,null,25.873298759799049,null,null,1.7728852838933947E-6,0,0,23.873300885560468]
[307,0.35573580533024324,1.7786790266512162,{"$f":"IF('Calculation Sheet'!$D$59=\"YES\",(Vcc_max-C334)*ILIM_FINAL_TOL,(Vcc_max-C334)*($AE$13+IF(C334>=$AE$8,$AE$7,0)+(IF(C334>=$AE$6,C334,0)/$AE$5)+IF(C334>$AE$10,($AE$9/C334),0)))","v":5.1106786671236311},5.1352260858659493,1.8982747806908065,0.14255684391627188,1.5535947475608936E-4,3.128346740929544E-3,1.5467102959325629E-3,5.1649133764683723,3.7090724488261451E-2,9.5936095143800415E-3,7.4217896221284718E-4,2.4822277612912558E-5,1.5856508341016706E-5,49.758634709155338,0.41715221020859605,0.41714911564947599,0.42246026187380004,6.5492132234405531E-2,6.5492132234405531E-2,6.5492132234405531E-2,6.5492132234405531E-2,null,null,25.875871508557776,null,null,1.7786790266512162E-6,0,0,23.882763200597562]
[308,0.35689455388180757,1.7844727694090381,{"$f":"IF('Calculation Sheet'!$D$59=\"YES\",(Vcc_max-C335)*ILIM_FINAL_TOL,(Vcc_max-C335)*($AE$13+IF(C335>=$AE$8,$AE$7,0)+(IF(C335>=$AE$6,C335,0)/$AE$5)+IF(C335>$AE$10,($AE$9/C335),0)))","v":5.1077818446256487},5.1323292639368621,1.9026758742352379,0.14297755463135609,1.5582489696885915E-4,3.1377156808769513E-3,1.5458340900202927E-3,5.1643157394772725,3.720141386592335E-2,9.6223217058142296E-3,7.444022291069885E-4,2.4896640606009157E-5,1.5904011577028143E-5,49.770584395526384,0.41834642571721758,0.4183433227223583,0.4236689375690128,6.5686998557352716E-2,6.5686998557352716E-2,6.5686998557352716E-2,6.5686998557352716E-2,null,null,25.878442450432221,null,null,1.7844727694090382E-6,0,0,23.892141945094163]
[309,0.35805330243337191,1.7902665121668597,{"$f":"IF('Calculation Sheet'!$D$59=\"YES\",(Vcc_max-C336)*ILIM_FINAL_TOL,(Vcc_max-C336)*($AE$13+IF(C336>=$AE$8,$AE$7,0)+(IF(C336>=$AE$6,C336,0)/$AE$5)+IF(C336>$AE$10,($AE$9/C336),0)))","v":5.1048850220605315},5.1294324419406401,1.9070669694070119,0.14339798441094409,1.5629005532158402E-4,3.1470792899064293E-3,1.5449578840867062E-3,5.1636927667127361,3.7312037629344985E-2,9.6510174304551555E-3,7.4662423466431704E-4,2.4970961447934314E-5,1.5951487887022608E-5,49.782449323124659,0.41953960030680282,0.41953648888638995,0.42487655482038722,6.5881745466274566E-2,6.5881745466274566E-2,6.5881745466274566E-2,6.5881745466274566E-2,null,null,25.881011585660186,null,null,1.7902665121668597E-6,0,0,23.901437737464473]
[310,0.35921205098493619,1.7960602549246811,{"$f":"IF('Calculation Sheet'!$D$59=\"YES\",(Vcc_max-C337)*ILIM_FINAL_TOL,(Vcc_max-C337)*($AE$13+IF(C337>=$AE$8,$AE$7,0)+(IF(C337>=$AE$6,C337,0)/$AE$5)+IF(C337>$AE$10,($AE$9/C337),0)))","v":5.1019881994282796},5.1265356198772833,1.9114480799041189,0.14381813327881954,1.5675494981426397E-4,3.1564375680268597E-3,1.5440816781335798E-3,5.1630447373604644,3.7422595779957213E-2,9.6796966883960778E-3,7.4884497888483281E-4,2.5045240137799851E-5,1.5998937271000102E-5,49.794230104192749,0.42073173424218524,0.42072861440639997,0.42608311390078502,6.6076372965780727E-2,6.6076372965780727E-2,6.6076372965780727E-2,6.6076372965780727E-2,null,null,25.883578914479443,null,null,1.7960602549246812E-6,0,0,23.910651189713306]
[311,0.36037079953650053,1.8018539976825028,{"$f":"IF('Calculation Sheet'!$D$59=\"YES\",(Vcc_max-C338)*ILIM_FINAL_TOL,(Vcc_max-C338)*($AE$13+IF(C338>=$AE$8,$AE$7,0)+(IF(C338>=$AE$6,C338,0)/$AE$5)+IF(C338>$AE$10,($AE$9/C338),0)))","v":5.0990913767288912},5.123638797746791,1.9158192194057833,0.14423800125876607,1.5721958044689899E-4,3.1657905152489008E-3,1.5432054721600252E-3,5.1623719275296818,3.7533088319189112E-2,9.7083594797284789E-3,7.5106446176942399E-4,2.5119476676493946E-5,1.6046359728960624E-5,49.805927344633744,0.42192282778813084,0.42191969954714992,0.42728861508299776,6.6270881060480846E-2,6.6270881060480846E-2,6.6270881060480846E-2,6.6270881060480846E-2,null,null,25.886144437127687,null,null,1.8018539976825027E-6,0,0,23.919782907506058]
[312,0.36152954808806481,1.8076477404403242,{"$f":"IF('Calculation Sheet'!$D$59=\"YES\",(Vcc_max-C339)*ILIM_FINAL_TOL,(Vcc_max-C339)*($AE$13+IF(C339>=$AE$8,$AE$7,0)+(IF(C339>=$AE$6,C339,0)/$AE$5)+IF(C339>$AE$10,($AE$9/C339),0)))","v":5.0961945539623708},5.1207419755491639,1.9201804015724875,0.14465758837456288,1.5768394722037726E-4,3.1751381315814342E-3,1.5423292661660426E-3,5.1616746102870401,3.7643515248470649E-2,9.7370058045447294E-3,7.5328268331809056E-4,2.5193671064016598E-5,1.6093755260904175E-5,49.817541644080592,0.4231128812093381,0.42310974457333295,0.42849305863974596,6.6465269754984568E-2,6.6465269754984568E-2,6.6465269754984568E-2,6.6465269754984568E-2,null,null,25.888708153842597,null,null,1.8076477404403242E-6,0,0,23.928833490237995]
[313,0.36268829663962915,1.813441483198146,{"$f":"IF('Calculation Sheet'!$D$59=\"YES\",(Vcc_max-C340)*ILIM_FINAL_TOL,(Vcc_max-C340)*($AE$13+IF(C340>=$AE$8,$AE$7,0)+(IF(C340>=$AE$6,C340,0)/$AE$5)+IF(C340>$AE$10,($AE$9/C340),0)))","v":5.0932977311287129},5.117845153284402,1.9245316400459993,0.14507689464999007,1.5814805013381061E-4,3.18448041703423E-3,1.5414530601516319E-3,5.1609530556901451,3.7753876569231792E-2,9.7656356629371999E-3,7.5549964353172072E-4,2.526782329947963E-5,1.6141123865942575E-5,49.829073595964687,0.424301894770438,0.4242987497495756,0.42969644484367997,6.6659539053900652E-2,6.6659539053900652E-2,6.6659539053900652E-2,6.6659539053900652E-2,null,null,25.891270064861768,null,null,1.8134414831981461E-6,0,0,23.937803531102919]
[314,0.36384704519119343,1.8192352259559674,{"$f":"IF('Calculation Sheet'!$D$59=\"YES\",(Vcc_max-C341)*ILIM_FINAL_TOL,(Vcc_max-C341)*($AE$13+IF(C341>=$AE$8,$AE$7,0)+(IF(C341>=$AE$6,C341,0)/$AE$5)+IF(C341>$AE$10,($AE$9/C341),0)))","v":5.0904009082279202},5.1149483309525055,1.9288729484493965,0.1454959201088224,1.5861188918719904E-4,3.1938173716170581E-3,1.540576854116793E-3,5.1602075308207151,3.7864172282902508E-2,9.7942490549973726E-3,7.5771534241120264E-4,2.534193338377122E-5,1.6188465544964004E-5,49.840523787583535,0.42548986873599492,0.42548671534043692,0.43089877396737997,6.6853688961837854E-2,6.6853688961837854E-2,6.6853688961837854E-2,6.6853688961837854E-2,null,null,25.89383017042276,null,null,1.8192352259559674E-6,0,0,23.946693617160776]
[315,0.36500579374275777,1.8250289687137891,{"$f":"IF('Calculation Sheet'!$D$59=\"YES\",(Vcc_max-C342)*ILIM_FINAL_TOL,(Vcc_max-C342)*($AE$13+IF(C342>=$AE$8,$AE$7,0)+(IF(C342>=$AE$6,C342,0)/$AE$5)+IF(C342>$AE$10,($AE$9/C342),0)))","v":5.0875040852599929},5.1120515085534741,1.9332043403870931,0.14591466477483639,1.5907546438054254E-4,3.2031489953396886E-3,1.5397006480624142E-3,5.1594382998173733,3.7974402390912765E-2,9.8228459808185065E-3,7.5992977995653632E-4,2.5416001316003189E-5,1.6235780297968461E-5,49.851892800167988,0.42667680337050484,0.42667364161040933,0.43210004628335597,6.7047719483404933E-2,6.7047719483404933E-2,6.7047719483404933E-2,6.7047719483404933E-2,null,null,25.896388470763057,null,null,1.8250289687137891E-6,0,0,23.955504329404931]
[316,0.36616454229432205,1.8308227114716105,{"$f":"IF('Calculation Sheet'!$D$59=\"YES\",(Vcc_max-C343)*ILIM_FINAL_TOL,(Vcc_max-C343)*($AE$13+IF(C343>=$AE$8,$AE$7,0)+(IF(C343>=$AE$6,C343,0)/$AE$5)+IF(C343>$AE$10,($AE$9/C343),0)))","v":5.0846072622249316},5.1091546860873081,1.9375258294448643,0.14633312867180237,1.595387757147293E-4,3.2124752882118912E-3,1.5388244419867192E-3,5.158645623908078,3.8084566894692529E-2,9.8514264404929719E-3,7.6214295616860994E-4,2.5490027097063717E-5,1.6283068124955946E-5,49.863181208948333,0.42786269893839624,0.42785952882391598,0.43330026206404693,6.7241630623210646E-2,6.7241630623210646E-2,6.7241630623210646E-2,6.7241630623210646E-2,null,null,25.89894496612013,null,null,1.8308227114716104E-6,0,0,23.964236242828203]
[317,0.36732329084588639,1.8366164542294321,{"$f":"IF('Calculation Sheet'!$D$59=\"YES\",(Vcc_max-C344)*ILIM_FINAL_TOL,(Vcc_max-C344)*($AE$13+IF(C344>=$AE$8,$AE$7,0)+(IF(C344>=$AE$6,C344,0)/$AE$5)+IF(C344>$AE$10,($AE$9/C344),0)))","v":5.0817104391227348},5.1062578635540063,1.941837429189873,0.14675131182349244,1.6000182318887113E-4,3.2217962502425479E-3,1.5379482358914842E-3,5.1578297614421977,3.8194665795671767E-2,9.8799904341131395E-3,7.643548710474235E-4,2.5564010726952802E-5,1.633032902592646E-5,49.874389583219944,0.42904755570403186,0.42904437724531519,0.43449942158182342,6.7435422385863752E-2,6.7435422385863752E-2,6.7435422385863752E-2,6.7435422385863752E-2,null,null,25.901499656731367,null,null,1.8366164542294321E-6,0,0,23.972889926488577]
[318,0.36848203939745067,1.8424101969872535,{"$f":"IF('Calculation Sheet'!$D$59=\"YES\",(Vcc_max-C345)*ILIM_FINAL_TOL,(Vcc_max-C345)*($AE$13+IF(C345>=$AE$8,$AE$7,0)+(IF(C345>=$AE$6,C345,0)/$AE$5)+IF(C345>$AE$10,($AE$9/C345),0)))","v":5.0788136159534023},5.1033610409535699,1.9461391531706935,0.14716921425367335,1.6046460680296804E-4,3.2311118814423168E-3,1.5370720297758211E-3,5.1569909679222317,3.830469909527956E-2,9.9085379617704916E-3,7.6656552459386518E-4,2.5637952204782266E-5,1.6377562999991824E-5,49.885518486408216,0.43023137393170519,0.43022818713889688,0.43569752510898407,6.7629094775972121E-2,6.7629094775972121E-2,6.7629094775972121E-2,6.7629094775972121E-2,null,null,25.904052542834116,null,null,1.8424101969872536E-6,0,0,23.981465943574101]
[319,0.369640787949015,1.8482039397450754,{"$f":"IF('Calculation Sheet'!$D$59=\"YES\",(Vcc_max-C346)*ILIM_FINAL_TOL,(Vcc_max-C346)*($AE$13+IF(C346>=$AE$8,$AE$7,0)+(IF(C346>=$AE$6,C346,0)/$AE$5)+IF(C346>$AE$10,($AE$9/C346),0)))","v":5.075916792716936},5.1004642182859987,1.9504310149173394,0.14758683598611277,1.609271265579082E-4,3.2404221818200796E-3,1.53619582363973E-3,5.1561294960351818,3.8414666794945873E-2,9.937069023558287E-3,7.6877491680882315E-4,2.5711851531440288E-5,1.6424770048040216E-5,49.896568476132522,0.43141415388564486,0.43141095876888347,0.43689457291775735,6.7822647798144509E-2,6.7822647798144509E-2,6.7822647798144509E-2,6.7822647798144509E-2,null,null,25.906603624665681,null,null,1.8482039397450753E-6,0,0,23.989964851466841]
[320,{"$f":"($AE$11/2000)*(A347)","v":0.37079953650057929},{"$f":"$AE$13*B347*10^-3/($AE$4*10^-6)","v":1.8539976825028968},{"$f":"IF('Calculation Sheet'!$D$59=\"YES\",(Vcc_max-C347)*ILIM_FINAL_TOL,(Vcc_max-C347)*($AE$13+IF(C347>=$AE$8,$AE$7,0)+(IF(C347>=$AE$6,C347,0)/$AE$5)+IF(C347>$AE$10,($AE$9/C347),0)))","v":5.0730199694133349},5.0975673955512928,1.954713027941287,0.1480041770445748,1.6138938245280343E-4,3.2497271513856063E-3,1.5353196174832107E-3,5.1552455956835743,3.8524568896100675E-2,9.9655836195680081E-3,7.7098304769229742E-4,2.578570870603869E-5,1.6471950170071636E-5,49.907540104269806,0.43259589583001024,0.43259269239943077,0.43809056528030332,6.8016081456987898E-2,6.8016081456987898E-2,6.8016081456987898E-2,6.8016081456987898E-2,null,null,25.909152902463298,null,null,{"$f":"IF(C347>=$AE$6,C347,0)/$AE$5","v":1.8539976825028968E-6},{"$f":"IF(C347>=$AE$8,$AE$7,0)","v":0},{"$f":"IF(C347>$AE$10,($AE$9/C347),0)","v":0},{"$f":"(Q347-AA347)*IF((Vcc_max-C347)>$F$4,1,0)","v":23.998387201806509}]
[321,0.37195828505214362,1.8597914252607184,{"$f":"IF('Calculation Sheet'!$D$59=\"YES\",(Vcc_max-C348)*ILIM_FINAL_TOL,(Vcc_max-C348)*($AE$13+IF(C348>=$AE$8,$AE$7,0)+(IF(C348>=$AE$6,C348,0)/$AE$5)+IF(C348>$AE$10,($AE$9/C348),0)))","v":5.0701231460425991},{"$f":"(D347+((((EXP(-(B348-B347)*10^-3/$F$14)))*(E347-D347))))","v":5.0946705727494521},{"$f":"(D347+((((EXP(-(B348-B347)*10^-3/$F$15)))*(F347-D347))))","v":1.9589852057355022},{"$f":"(D347+((((EXP(-(B348-B347)*10^-3/$F$16)))*(G347-D347))))","v":0.14842123745282176},{"$f":"(D347+((((EXP(-(B348-B347)*10^-3/$F$17)))*(H347-D347))))","v":1.6185137448854192E-4},{"$f":"(D347+((((EXP(-(B348-B347)*10^-3/$F$18)))*(I347-D347))))","v":3.2590267901495551E-3},{"$f":"(D347+((((EXP(-(B348-B347)*10^-3/$F$19)))*(JX347-D347))))","v":1.5344434113062633E-3},{"$f":"(D347+((((EXP(-(B348-B347)*10^-3/$F$20)))*(K347-D347))))","v":5.1543395140161481},{"$f":"(D347+((((EXP(-(B348-B347)*10^-3/$F$21)))*(L347-D347))))","v":3.8634405400173932E-2},{"$f":"(D347+((((EXP(-(B348-B347)*10^-3/$F$22)))*(M347-D347))))","v":9.9940817498920254E-3},7.7318991724428798E-4,2.585952372946565E-5,1.6519103366086085E-5,49.918433917017246,{"$f":"(D347+((((EXP(-(B348-B347)*10^-3/$B$14)))*(R347-D347))))","v":0.43377660002889407},{"$f":"(D347+((((EXP(-(B348-B347)*10^-3/$B$15)))*(S347-D347))))","v":0.43377338829462619},{"$f":"(D347+((((EXP(-(B348-B347)*10^-3/$B$16)))*(T347-D347))))","v":0.43928550246870923},{"$f":"(D347+((((EXP(-(B348-B347)*10^-3/$B$17)))*(U347-D347))))","v":6.8209395757111047E-2},{"$f":"(D347+((((EXP(-(B348-B347)*10^-3/$B$18)))*(V347-D347))))","v":6.8209395757111047E-2},6.8209395757111047E-2,6.8209395757111047E-2,null,null,25.911700376464161,null,null,1.8597914252607183E-6,0,0,24.006733540553086]
[322,0.3731170336037079,1.8655851680185398,{"$f":"IF('Calculation Sheet'!$D$59=\"YES\",(Vcc_max-C349)*ILIM_FINAL_TOL,(Vcc_max-C349)*($AE$13+IF(C349>=$AE$8,$AE$7,0)+(IF(C349>=$AE$6,C349,0)/$AE$5)+IF(C349>$AE$10,($AE$9/C349),0)))","v":5.0672263226047267},5.0917737498804767,1.9632475617744638,0.14883801723461332,1.6231310266423549E-4,3.2683210981208077E-3,1.5335672051088878E-3,5.1534114954581955,3.8744176308594724E-2,1.0022563414623598E-2,{"$f":"(D348+((((EXP(-(B349-B348)*10^-3/$F$23)))*(N348-D348))))","v":7.753955254665712E-4},{"$f":"(D348+((((EXP(-(B349-B348)*10^-3/$F$24)))*(O348-D348))))","v":2.5933296600832989E-5},{"$f":"(D348+((((EXP(-(B349-B348)*10^-3/$F$25)))*(P348-D348))))","v":1.6566229635195384E-5},{"$f":"$C$6+(E349*$G$14)+(F349*$G$15)+(G349*$G$16)+(H349*$G$17)+(I349*$G$18)+(J349*$G$19)+(K349*$G$20)+(L349*$G$21)+(M349*$G$22)","v":49.929250454954271},0.43495626674632248,0.43495304671849144,0.44047938475499482,6.8402590703120936E-2,6.8402590703120936E-2,{"$f":"(D348+((((EXP(-(B349-B348)*10^-3/$B$19)))*(W348-D348))))","v":6.8402590703120936E-2},{"$f":"(D348+((((EXP(-(B349-B348)*10^-3/$B$20)))*(X348-D348))))","v":6.8402590703120936E-2},null,null,{"$f":"$C$6+(R349*$C$14)+(S349*$C$15)+(T349*$C$16)+(U349*$C$17)+(V349*$C$18)+(W349*$C$19)+(X349*$C$20)","v":25.914246046905408},null,null,1.8655851680185398E-6,0,0,24.015004408048863]
[323,0.37427578215527224,1.8713789107763616,{"$f":"IF('Calculation Sheet'!$D$59=\"YES\",(Vcc_max-C350)*ILIM_FINAL_TOL,(Vcc_max-C350)*($AE$13+IF(C350>=$AE$8,$AE$7,0)+(IF(C350>=$AE$6,C350,0)/$AE$5)+IF(C350>$AE$10,($AE$9/C350),0)))","v":5.0643294990997205},5.0888769269443657,1.9675001095141913,0.14925451641370913,1.6277456697988413E-4,3.277610075308246E-3,1.5326909988919724E-3,5.1524617817415752,3.8853881622793018E-2,1.0051028613854207E-2,7.7759987235914707E-4,2.6007027321028886E-5,1.6613328978287711E-5,49.93999025310395,0.43613489624625412,0.4361316679349807,0.44167221241110788,6.8595666299624547E-2,6.8595666299624547E-2,6.8595666299624547E-2,6.8595666299624547E-2,null,null,25.916789914024132,null,null,1.8713789107763617E-6,0,0,24.023200339079818]
[324,0.37543453070683652,1.8771726535341826,{"$f":"IF('Calculation Sheet'!$D$59=\"YES\",(Vcc_max-C351)*ILIM_FINAL_TOL,(Vcc_max-C351)*($AE$13+IF(C351>=$AE$8,$AE$7,0)+(IF(C351>=$AE$6,C351,0)/$AE$5)+IF(C351>$AE$10,($AE$9/C351),0)))","v":5.0614326755275796},5.0859801039411199,1.9717428623922686,0.14967073501386441,1.6323576743637602E-4,3.286893721722528E-3,1.5318147926546288E-3,5.1514906119343937,3.8963521344197893E-2,1.0079477347676224E-2,7.7980295792201559E-4,2.6080715890053341E-5,1.6660401395363067E-5,49.95065384099366,0.43731248879257922,0.43730925220798067,0.44286398570892693,6.878862255122975E-2,6.878862255122975E-2,6.878862255122975E-2,6.878862255122975E-2,null,null,25.919331978057357,null,null,1.8771726535341826E-6,0,0,24.031321862936302]
[325,0.37659327925840086,1.8829663962920045,{"$f":"IF('Calculation Sheet'!$D$59=\"YES\",(Vcc_max-C352)*ILIM_FINAL_TOL,(Vcc_max-C352)*($AE$13+IF(C352>=$AE$8,$AE$7,0)+(IF(C352>=$AE$6,C352,0)/$AE$5)+IF(C352>$AE$10,($AE$9/C352),0)))","v":5.058535851888303},5.0830832808707394,1.9759758338278699,0.15008667305883439,1.6369670403282299E-4,3.2961720373734238E-3,1.530938586395969E-3,5.1504982224703557,3.9073095474239317E-2,1.010790961618202E-2,7.8200478215606495E-4,2.6154362307018175E-5,1.6707446886421451E-5,49.961241742715117,0.43848904464912319,0.43848579980131053,0.44405470492025945,6.8981459462542638E-2,6.8981459462542638E-2,6.8981459462542638E-2,6.8981459462542638E-2,null,null,25.921872239242077,null,null,1.8829663962920045E-6,0,0,24.03936950347304]
[326,0.37775202780996514,1.8887601390498259,{"$f":"IF('Calculation Sheet'!$D$59=\"YES\",(Vcc_max-C353)*ILIM_FINAL_TOL,(Vcc_max-C353)*($AE$13+IF(C353>=$AE$8,$AE$7,0)+(IF(C353>=$AE$6,C353,0)/$AE$5)+IF(C353>$AE$10,($AE$9/C353),0)))","v":5.0556390281818935},5.0801864577332241,1.9801990372217846,0.15050233057236984,1.6415737677011322E-4,3.3054450222698151E-3,1.5300623801177693E-3,5.1494848471777965,3.9182604014347255E-2,1.0136325419463965E-2,7.8420534506218331E-4,2.6227966572811567E-5,1.6754465451462863E-5,49.971754476983712,0.43966456407964305,0.43966131097872285,0.4452443703168445,6.9174177038171081E-2,6.9174177038171081E-2,6.9174177038171081E-2,6.9174177038171081E-2,null,null,25.924410697815215,null,null,1.8887601390498258E-6,0,0,24.047343779168497]
[327,0.37891077636152948,1.8945538818076475,{"$f":"IF('Calculation Sheet'!$D$59=\"YES\",(Vcc_max-C354)*ILIM_FINAL_TOL,(Vcc_max-C354)*($AE$13+IF(C354>=$AE$8,$AE$7,0)+(IF(C354>=$AE$6,C354,0)/$AE$5)+IF(C354>$AE$10,($AE$9/C354),0)))","v":5.0527422044083465},5.0772896345285732,1.9844124859564425,0.15091770757822243,1.6461778564735852E-4,3.31471267642236E-3,1.5291861738191415E-3,5.1484507173083891,3.9292046965950789E-2,1.016472475761443E-2,7.8640464664037069E-4,2.6301528686545339E-5,1.6801457089599126E-5,49.982192557197216,0.44083904734782831,0.44083578600390272,0.4464329821703501,6.9366775282721171E-2,6.9366775282721171E-2,6.9366775282721171E-2,6.9366775282721171E-2,null,null,25.926947354013674,null,null,1.8945538818076475E-6,0,0,24.055245203183542]
[328,0.38006952491309376,1.9003476245654689,{"$f":"IF('Calculation Sheet'!$D$59=\"YES\",(Vcc_max-C355)*ILIM_FINAL_TOL,(Vcc_max-C355)*($AE$13+IF(C355>=$AE$8,$AE$7,0)+(IF(C355>=$AE$6,C355,0)/$AE$5)+IF(C355>$AE$10,($AE$9/C355),0)))","v":5.0498453805676657},5.0743928112567875,1.9886161933959388,0.15133280410014027,1.6507793066544707E-4,3.3239749998399404E-3,1.5283099675000855E-3,5.147396061565539,3.9401424330478996E-2,1.0193107630725784E-2,7.8860268689151525E-4,2.6375048649107669E-5,1.6848421801718416E-5,49.992556491493829,0.44201249471730186,0.44200922514046859,0.44762054075237323,6.9559254200799003E-2,6.9559254200799003E-2,6.9559254200799003E-2,6.9559254200799003E-2,null,null,25.929482208074251,null,null,1.9003476245654688E-6,0,0,24.063074283419578]
[329,0.3812282734646581,1.9061413673232905,{"$f":"IF('Calculation Sheet'!$D$59=\"YES\",(Vcc_max-C356)*ILIM_FINAL_TOL,(Vcc_max-C356)*($AE$13+IF(C356>=$AE$8,$AE$7,0)+(IF(C356>=$AE$6,C356,0)/$AE$5)+IF(C356>$AE$10,($AE$9/C356),0)))","v":5.0469485566598502},5.0714959879178672,1.9928101728860605,0.15174762016186971,1.6553781182437888E-4,3.3332319925323262E-3,1.5274337611614897E-3,5.1463211061324641,3.9510736109361844E-2,1.0221474038889511E-2,7.90799465815617E-4,2.6448526459610378E-5,1.6895359587820735E-5,50.002846782809605,0.44318490645161912,0.4431816286519723,0.44880704633444246,6.9751613797011558E-2,6.9751613797011558E-2,6.9751613797011558E-2,6.9751613797011558E-2,null,null,25.932015260233747,null,null,1.9061413673232905E-6,0,0,24.070831522575858]
[330,0.38238702201622238,1.9119351100811122,{"$f":"IF('Calculation Sheet'!$D$59=\"YES\",(Vcc_max-C357)*ILIM_FINAL_TOL,(Vcc_max-C357)*($AE$13+IF(C357>=$AE$8,$AE$7,0)+(IF(C357>=$AE$6,C357,0)/$AE$5)+IF(C357>$AE$10,($AE$9/C357),0)))","v":5.0440517326848999},5.068599164511812,1.9969944377543092,0.15216215578715353,1.6599742912326576E-4,3.3424836545092873E-3,1.5265575548015775E-3,5.1452260746999681,3.9619982304028412E-2,1.0249823982198869E-2,7.9299498341356411E-4,2.6521962118941644E-5,1.6942270447906083E-5,50.013063928935196,0.44435628281426975,0.44435299680189733,0.4499924991880162,6.9943854075964929E-2,6.9943854075964929E-2,6.9943854075964929E-2,6.9943854075964929E-2,null,null,25.934546510728882,null,null,1.9119351100811122E-6,0,0,24.078517418206314]
[331,0.38354577056778671,1.9177288528389338,{"$f":"IF('Calculation Sheet'!$D$59=\"YES\",(Vcc_max-C358)*ILIM_FINAL_TOL,(Vcc_max-C358)*($AE$13+IF(C358>=$AE$8,$AE$7,0)+(IF(C358>=$AE$6,C358,0)/$AE$5)+IF(C358>$AE$10,($AE$9/C358),0)))","v":5.041154908642814},5.0657023410386222,2.0011690013099281,0.15257641099973629,1.664567825629959E-4,3.3517299857805938E-3,1.5256813484221254E-3,5.1441111884939028,3.9729162915907779E-2,1.0278157460745341E-2,7.9518923968624478E-4,2.6595355627101469E-5,1.6989154381974458E-5,50.02320842257209,0.44552662406867505,0.4455233298536605,0.45117689958448182,7.0135975042265208E-2,7.0135975042265208E-2,7.0135975042265208E-2,7.0135975042265208E-2,null,null,25.937075959796331,null,null,1.917728852838934E-6,0,0,24.086132462775758]
[332,0.384704519119351,1.9235225955967552,{"$f":"IF('Calculation Sheet'!$D$59=\"YES\",(Vcc_max-C359)*ILIM_FINAL_TOL,(Vcc_max-C359)*($AE$13+IF(C359>=$AE$8,$AE$7,0)+(IF(C359>=$AE$6,C359,0)/$AE$5)+IF(C359>$AE$10,($AE$9/C359),0)))","v":5.0382580845335951},5.0628055174982975,2.0053338768439262,0.15299038582335633,1.6691587214268111E-4,3.3609709863551274E-3,1.5248051420222453E-3,5.1429766663023306,3.9838277946429912E-2,1.0306474474622185E-2,7.9738223463365898E-4,2.6668706983201673E-5,1.7036011389137684E-5,50.033280751388062,0.44669593047818967,0.44669262807061294,0.45236024779515827,7.0327976700517603E-2,7.0327976700517603E-2,7.0327976700517603E-2,7.0327976700517603E-2,null,null,25.939603607672716,null,null,1.9235225955967553E-6,0,0,24.093677143715347]
[333,0.38586326767091533,1.9293163383545768,{"$f":"IF('Calculation Sheet'!$D$59=\"YES\",(Vcc_max-C360)*ILIM_FINAL_TOL,(Vcc_max-C360)*($AE$13+IF(C360>=$AE$8,$AE$7,0)+(IF(C360>=$AE$6,C360,0)/$AE$5)+IF(C360>$AE$10,($AE$9/C360),0)))","v":5.0353612603572389},5.0599086938908373,2.0094890776291034,0.1534040802817529,1.6737469786320958E-4,3.3702066562435462E-3,1.5239289356010488E-3,5.14182272450239,3.9947327397023891E-2,1.0334775023920884E-2,7.9957396825580673E-4,2.6742016188130435E-5,1.7082841470283938E-5,50.043281398072153,0.4478642023061008,0.44786089171603649,0.45354254409129258,7.0519859055327316E-2,7.0519859055327316E-2,7.0519859055327316E-2,7.0519859055327316E-2,null,null,25.942129454594589,null,null,1.929316338354577E-6,0,0,24.101151943477564]
[334,0.38702201622247967,1.9351100811123987,{"$f":"IF('Calculation Sheet'!$D$59=\"YES\",(Vcc_max-C361)*ILIM_FINAL_TOL,(Vcc_max-C361)*($AE$13+IF(C361>=$AE$8,$AE$7,0)+(IF(C361>=$AE$6,C361,0)/$AE$5)+IF(C361>$AE$10,($AE$9/C361),0)))","v":5.0324644361137478},5.0570118702162423,2.0136346169200756,0.15381749439866255,1.678332597245813E-4,3.3794369954547321E-3,1.5230527291603124E-3,5.1406495770868599,4.0056311269119682E-2,1.0363059108733808E-2,8.0176444055446439E-4,2.6815283240999577E-5,1.7129644625413221E-5,50.053210840389021,0.44903143981562987,0.44902812105314815,0.45472378874406338,7.0711622111300443E-2,7.0711622111300443E-2,7.0711622111300443E-2,7.0711622111300443E-2,null,null,25.944653500798498,null,null,1.9351100811123987E-6,0,0,24.108557339590522]
[335,0.38818076477404395,1.9409038238702201,{"$f":"IF('Calculation Sheet'!$D$59=\"YES\",(Vcc_max-C362)*ILIM_FINAL_TOL,(Vcc_max-C362)*($AE$13+IF(C362>=$AE$8,$AE$7,0)+(IF(C362>=$AE$6,C362,0)/$AE$5)+IF(C362>$AE$10,($AE$9/C362),0)))","v":5.029567611803123},5.0541150464745126,2.017770507953299,0.1542306281978183,1.6829155772590809E-4,3.3886620039993431E-3,1.5221765227000361E-3,5.139457435690435,4.0165229564145477E-2,1.0391326729154216E-2,8.0395365152963194E-4,2.6888508142697276E-5,1.7176420854525531E-5,50.063069551232594,0.45019764326993084,0.45019431634509655,0.45590398202457916,7.0903265873042187E-2,7.0903265873042187E-2,7.0903265873042187E-2,7.0903265873042187E-2,null,null,25.947175746520891,null,null,1.94090382387022E-6,0,0,24.115893804711703]
[336,0.38933951332560829,1.9466975666280417,{"$f":"IF('Calculation Sheet'!$D$59=\"YES\",(Vcc_max-C363)*ILIM_FINAL_TOL,(Vcc_max-C363)*($AE$13+IF(C363>=$AE$8,$AE$7,0)+(IF(C363>=$AE$6,C363,0)/$AE$5)+IF(C363>$AE$10,($AE$9/C363),0)))","v":5.0266707874253616},5.0512182226656481,2.0218967639470962,0.15464348170295317,1.6874959186807814E-4,3.3978816818862612E-3,1.5213003162184435E-3,5.1382465096157128,4.0274082283531243E-2,1.041957788527359E-2,8.061416011813094E-4,2.6961690893223533E-5,1.7223170157620871E-5,50.072857998679233,0.45136281293208924,0.45135947785496366,0.45708312420387731,7.1094790345157755E-2,7.1094790345157755E-2,7.1094790345157755E-2,7.1094790345157755E-2,null,null,25.949696191998196,null,null,1.9466975666280417E-6,0,0,24.123161806681036]
[337,0.39049826187717257,1.9524913093858631,{"$f":"IF('Calculation Sheet'!$D$59=\"YES\",(Vcc_max-C364)*ILIM_FINAL_TOL,(Vcc_max-C364)*($AE$13+IF(C364>=$AE$8,$AE$7,0)+(IF(C364>=$AE$6,C364,0)/$AE$5)+IF(C364>$AE$10,($AE$9/C364),0)))","v":5.0237739629804681},5.048321398789648,2.026013398101679,0.15505605493779662,1.6920736215109144E-4,3.4070960291252561E-3,1.5204241097164228E-3,5.1370170058588878,4.038286942870517E-2,1.0447812577184301E-2,8.0832828951038493E-4,2.703483149169017E-5,1.726989253381106E-5,50.082576646040287,0.45252694906512581,0.45252360584576579,0.45826121555292687,7.1286195532251462E-2,7.1286195532251462E-2,7.1286195532251462E-2,7.1286195532251462E-2,null,null,25.952214837466776,null,null,1.952491309385863E-6,0,0,24.130361808573511]
[338,0.39165701042873691,1.9582850521436848,{"$f":"IF('Calculation Sheet'!$D$59=\"YES\",(Vcc_max-C365)*ILIM_FINAL_TOL,(Vcc_max-C365)*($AE$13+IF(C365>=$AE$8,$AE$7,0)+(IF(C365>=$AE$6,C365,0)/$AE$5)+IF(C365>$AE$10,($AE$9/C365),0)))","v":5.0208771384684372},5.0454245748465132,2.0301204235991763,0.15546834792607811,1.69664868574948E-4,3.4163050457260979E-3,1.5195479031948622E-3,5.1357691291351699,4.0491591001097227E-2,1.047603080497872E-2,8.1051371651774673E-4,2.7107929938985365E-5,1.7316587983984277E-5,50.092225951914102,0.45369005193199285,0.45368670058044991,0.45943825634262669,7.1477481438928514E-2,7.1477481438928514E-2,7.1477481438928514E-2,7.1477481438928514E-2,null,null,25.954731683162937,null,null,1.9582850521436847E-6,0,0,24.137494268751166]
[339,0.39281575898030119,1.9640787949015062,{"$f":"IF('Calculation Sheet'!$D$59=\"YES\",(Vcc_max-C366)*ILIM_FINAL_TOL,(Vcc_max-C366)*($AE$13+IF(C366>=$AE$8,$AE$7,0)+(IF(C366>=$AE$6,C366,0)/$AE$5)+IF(C366>$AE$10,($AE$9/C366),0)))","v":5.0179803138892733},5.0425277508362436,2.0342178536036553,0.15588036069152178,1.7012211113875964E-4,3.4255087316985566E-3,1.5186716966528735E-3,5.1345030819039197,4.0600247002136491E-2,1.0504232568749217E-2,8.1269788220339478E-4,2.7180986234220939E-5,1.7363256508140523E-5,50.101806370237298,0.45485212179557699,0.45484876232189819,0.46061424684380547,7.1668648069793228E-2,7.1668648069793228E-2,7.1668648069793228E-2,7.1668648069793228E-2,null,null,25.957246729322943,null,null,1.964078794901506E-6,0,0,24.144559640914355]
[340,0.39397450753186553,1.969872537659328,{"$f":"IF('Calculation Sheet'!$D$59=\"YES\",(Vcc_max-C367)*ILIM_FINAL_TOL,(Vcc_max-C367)*($AE$13+IF(C367>=$AE$8,$AE$7,0)+(IF(C367>=$AE$6,C367,0)/$AE$5)+IF(C367>$AE$10,($AE$9/C367),0)))","v":5.0150834892429739},5.0396309267588393,2.0383057012611494,0.15629209325785354,1.7057908984341452E-4,3.434707087051514E-3,1.5177954900895685E-3,5.1332190643935043,4.0708837433252043E-2,1.0532417868587274E-2,8.1488078656821727E-4,2.725400037828507E-5,1.7409898106279798E-5,50.111318350335793,0.45601315891869731,0.4560097913329253,0.46178918732722174,7.1859695429449921E-2,7.1859695429449921E-2,7.1859695429449921E-2,7.1859695429449921E-2,null,null,25.959759976182998,null,null,1.9698725376593281E-6,0,0,24.151558374152795]
[341,0.39513325608342981,1.9756662804171494,{"$f":"IF('Calculation Sheet'!$D$59=\"YES\",(Vcc_max-C368)*ILIM_FINAL_TOL,(Vcc_max-C368)*($AE$13+IF(C368>=$AE$8,$AE$7,0)+(IF(C368>=$AE$6,C368,0)/$AE$5)+IF(C368>$AE$10,($AE$9/C368),0)))","v":5.0121866645295388},5.0367341026143002,2.0423839796996806,0.15670354564879485,1.7103580468891266E-4,3.443900111795628E-3,1.5169192835067236E-3,5.1319172746258834,4.0817362295872961E-2,1.056058670458615E-2,8.170624296122142E-4,2.7326972370289582E-5,1.74565127784021E-5,50.120762336974927,0.45717316356410542,0.45716978787627838,0.46296307806356474,7.205062352250291E-2,7.205062352250291E-2,7.205062352250291E-2,7.205062352250291E-2,null,null,25.962271423979274,null,null,1.9756662804171494E-6,0,0,24.158490912995653]
[342,0.39629200463499414,1.9814600231749711,{"$f":"IF('Calculation Sheet'!$D$59=\"YES\",(Vcc_max-C369)*ILIM_FINAL_TOL,(Vcc_max-C369)*($AE$13+IF(C369>=$AE$8,$AE$7,0)+(IF(C369>=$AE$6,C369,0)/$AE$5)+IF(C369>$AE$10,($AE$9/C369),0)))","v":5.0092898397489689},5.0338372784026264,2.0464527020292858,0.1571147178880663,1.7149225567525406E-4,3.4530878059397807E-3,1.5160430769043387E-3,5.1305979084409241,4.0925821591427436E-2,1.0588739076838216E-2,8.1924281133627375E-4,2.7399902211122651E-5,1.7503100523619253E-5,50.130138770409239,0.45833213599448719,0.45832875221463798,0.46413591932345444,7.2241432353556512E-2,7.2241432353556512E-2,7.2241432353556512E-2,7.2241432353556512E-2,null,null,25.964781072947872,null,null,1.9814600231749711E-6,0,0,24.165357697461367]
[343,0.39745075318655843,1.9872537659327922,{"$f":"IF('Calculation Sheet'!$D$59=\"YES\",(Vcc_max-C370)*ILIM_FINAL_TOL,(Vcc_max-C370)*($AE$13+IF(C370>=$AE$8,$AE$7,0)+(IF(C370>=$AE$6,C370,0)/$AE$5)+IF(C370>$AE$10,($AE$9/C370),0)))","v":5.0063930149012643},5.0309404541238179,2.05051188134204,0.15752560999938581,1.7194844280243871E-4,3.4622701694946301E-3,1.5151668702806376E-3,5.1292611595204418,4.1034215321345435E-2,1.0616874985434954E-2,8.2142193174128408E-4,2.7472789900784278E-5,1.7549661342819434E-5,50.139448086431599,0.45949007647246098,0.45948668461061892,0.46530771137743976,7.2432121927214155E-2,7.2432121927214155E-2,7.2432121927214155E-2,7.2432121927214155E-2,null,null,25.967288923324841,null,null,1.9872537659327924E-6,0,0,24.172159163106759]
[344,0.39860950173812276,1.9930475086906139,{"$f":"IF('Calculation Sheet'!$D$59=\"YES\",(Vcc_max-C371)*ILIM_FINAL_TOL,(Vcc_max-C371)*($AE$13+IF(C371>=$AE$8,$AE$7,0)+(IF(C371>=$AE$6,C371,0)/$AE$5)+IF(C371>$AE$10,($AE$9/C371),0)))","v":5.0034961899864259},5.0280436297778737,2.0545615307120824,0.15793622200646951,1.7240436607046661E-4,3.4714472024690579E-3,1.5142906636365083E-3,5.1279072194119859,4.1142543487056038E-2,1.0644994430468735E-2,8.2359979082724522E-4,2.7545635438386284E-5,1.7596195236002643E-5,50.148690716421896,0.46064698526057857,0.46064358532676764,0.46647845449600123,7.2622692248079268E-2,7.2622692248079268E-2,7.2622692248079268E-2,7.2622692248079268E-2,null,null,25.969794975346183,null,null,1.9930475086906137E-6,0,0,24.178895741075713]
[345,0.39976825028968704,1.9988412514484353,{"$f":"IF('Calculation Sheet'!$D$59=\"YES\",(Vcc_max-C372)*ILIM_FINAL_TOL,(Vcc_max-C372)*($AE$13+IF(C372>=$AE$8,$AE$7,0)+(IF(C372>=$AE$6,C372,0)/$AE$5)+IF(C372>$AE$10,($AE$9/C372),0)))","v":5.0005993650044509},5.0251468053647947,2.0586016631956392,0.15834655393303088,1.7286002547844959E-4,3.4806189048728342E-3,1.5134144569728392E-3,5.126536277552356,4.1250806089987435E-2,1.0673097412032817E-2,8.2577638859504532E-4,2.7618438824816849E-5,1.7642702203168881E-5,50.157867087395147,0.46180286262132508,0.46179945462556482,0.46764814894954831,7.281314332075528E-2,7.281314332075528E-2,7.281314332075528E-2,7.281314332075528E-2,null,null,25.972299229247859,null,null,1.9988412514484354E-6,0,0,24.185567858147287]
[346,0.40092699884125138,2.0046349942062571,{"$f":"IF('Calculation Sheet'!$D$59=\"YES\",(Vcc_max-C373)*ILIM_FINAL_TOL,(Vcc_max-C373)*($AE$13+IF(C373>=$AE$8,$AE$7,0)+(IF(C373>=$AE$6,C373,0)/$AE$5)+IF(C373>$AE$10,($AE$9/C373),0)))","v":4.997702539955343},5.0222499808845811,2.0626322918310507,0.15875660580278339,1.7331542102727582E-4,3.4897852767157289E-3,1.5125382502878537E-3,5.1251485212908596,4.1359003131568706E-2,1.0701183930218683E-2,8.2795172504468439E-4,2.7691200059187793E-5,1.7689182243429968E-5,50.166977622048925,0.46295770881711817,0.46295429276942368,0.46881679500842122,7.300347514984562E-2,7.300347514984562E-2,7.300347514984562E-2,7.300347514984562E-2,null,null,25.97480168526576,null,null,2.0046349942062571E-6,0,0,24.192175936783165]
[347,0.40208574739281566,2.0104287369640783,{"$f":"IF('Calculation Sheet'!$D$59=\"YES\",(Vcc_max-C374)*ILIM_FINAL_TOL,(Vcc_max-C374)*($AE$13+IF(C374>=$AE$8,$AE$7,0)+(IF(C374>=$AE$6,C374,0)/$AE$5)+IF(C374>$AE$10,($AE$9/C374),0)))","v":4.9948057148390976},5.0193531563372327,2.0666534296387926,0.15916637763943609,1.737705527169453E-4,3.498946318007512E-3,1.5116620435833283E-3,5.123744135912319,4.1467134613228929E-2,1.0729253985118703E-2,8.3012580017705062E-4,2.7763919142387294E-5,1.7735635357674084E-5,50.176022738810673,0.46411152411030887,0.46410810002069081,0.46998439294289085,7.3193687739953717E-2,7.3193687739953717E-2,7.3193687739953717E-2,7.3193687739953717E-2,null,null,25.977302343635746,null,null,2.0104287369640784E-6,0,0,24.198720395174927]
[348,0.40324449594438,2.0162224797218999,{"$f":"IF('Calculation Sheet'!$D$59=\"YES\",(Vcc_max-C375)*ILIM_FINAL_TOL,(Vcc_max-C375)*($AE$13+IF(C375>=$AE$8,$AE$7,0)+(IF(C375>=$AE$6,C375,0)/$AE$5)+IF(C375>$AE$10,($AE$9/C375),0)))","v":4.9919088896557193},5.0164563317227486,2.0706650896215035,0.15957586946669711,1.7422542054745804E-4,3.5081020287570652E-3,1.5107858368583749E-3,5.1223233046598162,4.1575200536397183E-2,1.0757307576825248E-2,8.32298613992144E-4,2.7836596073527176E-5,1.7782061545901229E-5,50.185002851883908,0.46526430876318248,0.46526087664164706,0.47115094302315885,7.338378109568211E-2,7.338378109568211E-2,7.338378109568211E-2,7.338378109568211E-2,null,null,25.979801204593606,null,null,2.0162224797219001E-6,0,0,24.205201647290302]
[349,0.40440324449594428,2.0220162224797216,{"$f":"IF('Calculation Sheet'!$D$59=\"YES\",(Vcc_max-C376)*ILIM_FINAL_TOL,(Vcc_max-C376)*($AE$13+IF(C376>=$AE$8,$AE$7,0)+(IF(C376>=$AE$6,C376,0)/$AE$5)+IF(C376>$AE$10,($AE$9/C376),0)))","v":4.9890120644052054},5.0135595070411307,2.0746672847640069,0.15998508130827283,1.7468002451881404E-4,3.5172524089750468E-3,1.5099096301129933E-3,5.120886208757196,4.168320090250166E-2,1.0785344705430688E-2,8.3447016649085271E-4,2.7909230853495615E-5,1.7828460808111402E-5,50.193918371294494,0.4664160630379568,0.46641262289450491,0.47231644551935581,7.3573755221633341E-2,7.3573755221633341E-2,7.3573755221633341E-2,7.3573755221633341E-2,null,null,25.982298268375082,null,null,2.0220162224797214E-6,0,0,24.211620102919412]
[350,0.40556199304750862,2.0278099652375432,{"$f":"IF('Calculation Sheet'!$D$59=\"YES\",(Vcc_max-C377)*ILIM_FINAL_TOL,(Vcc_max-C377)*($AE$13+IF(C377>=$AE$8,$AE$7,0)+(IF(C377>=$AE$6,C377,0)/$AE$5)+IF(C377>$AE$10,($AE$9/C377),0)))","v":4.9861152390875567},5.0106626822923772,2.0786600280333376,0.16039401318786783,1.7513436463101328E-4,3.5263974586703384E-3,1.5090334233471836E-3,5.119433027431314,4.1791135712971439E-2,1.0813365371027395E-2,8.3664045767406492E-4,2.7981823482292612E-5,1.7874833144304603E-5,50.202769702936045,0.46756678719678302,0.46756333904141201,0.47348090070154392,7.3763610122409951E-2,7.3763610122409951E-2,7.3763610122409951E-2,7.3763610122409951E-2,null,null,25.984793535215879,null,null,2.0278099652375431E-6,0,0,24.217976167720167]
[351,0.4067207415990729,2.0336037079953648,{"$f":"IF('Calculation Sheet'!$D$59=\"YES\",(Vcc_max-C378)*ILIM_FINAL_TOL,(Vcc_max-C378)*($AE$13+IF(C378>=$AE$8,$AE$7,0)+(IF(C378>=$AE$6,C378,0)/$AE$5)+IF(C378>$AE$10,($AE$9/C378),0)))","v":4.9832184137027724},5.0077658574764889,2.0826433323787641,0.16080266512918229,1.7558844088405579E-4,3.53553717785271E-3,1.508157216561834E-3,5.1179639379340429,4.1899004969235598E-2,1.0841369573707738E-2,8.3880948754178064E-4,2.8054373959029988E-5,1.7921178553592654E-5,50.211557248614859,0.46871648150174483,0.4687130253444467,0.4746443088397152,7.3953345802615367E-2,7.3953345802615367E-2,7.3953345802615367E-2,7.3953345802615367E-2,null,null,25.987287005351636,null,null,2.0336037079953648E-6,0,0,24.224270243263224]
[352,0.40787949015063724,2.0393974507531865,{"$f":"IF('Calculation Sheet'!$D$59=\"YES\",(Vcc_max-C379)*ILIM_FINAL_TOL,(Vcc_max-C379)*($AE$13+IF(C379>=$AE$8,$AE$7,0)+(IF(C379>=$AE$6,C379,0)/$AE$5)+IF(C379>$AE$10,($AE$9/C379),0)))","v":4.9803215882508542},5.0048690325934659,2.0866172107318155,0.16121103715591811,1.7604225327794154E-4,3.5446715665319317E-3,1.5072810097551681E-3,5.1164791155640374,4.2006808672722329E-2,1.0869357313563199E-2,8.4097725609488805E-4,2.8126882284595922E-5,1.7967497036863733E-5,50.220281406094628,0.46986514621486108,0.4698616820656234,0.47580667020379153,7.4142962266850354E-2,7.4142962266850354E-2,7.4142962266850354E-2,7.4142962266850354E-2,null,null,25.989778679017942,null,null,2.0393974507531865E-6,0,0,24.230502727076686]
[353,0.40903823870220152,2.0451911935110076,{"$f":"IF('Calculation Sheet'!$D$59=\"YES\",(Vcc_max-C380)*ILIM_FINAL_TOL,(Vcc_max-C380)*($AE$13+IF(C380>=$AE$8,$AE$7,0)+(IF(C380>=$AE$6,C380,0)/$AE$5)+IF(C380>$AE$10,($AE$9/C380),0)))","v":4.9774247627318005},5.0019722076433082,2.0905816760063027,0.1616191292917728,1.7649580181267055E-4,3.5538006247177734E-3,1.5064048029289623E-3,5.1149787336882566,4.211454682486071E-2,1.0897328590687039E-2,8.4314376333427532E-4,2.8199348458102236E-5,1.8013788594117841E-5,50.228942569140287,0.47101278159808224,0.47100930946688813,0.47696798506362637,7.4332459519718341E-2,7.4332459519718341E-2,7.4332459519718341E-2,7.4332459519718341E-2,null,null,25.992268556450341,null,null,2.0451911935110078E-6,0,0,24.236674012689946]
[354,0.41019698725376585,2.0509849362688297,{"$f":"IF('Calculation Sheet'!$D$59=\"YES\",(Vcc_max-C381)*ILIM_FINAL_TOL,(Vcc_max-C381)*($AE$13+IF(C381>=$AE$8,$AE$7,0)+(IF(C381>=$AE$6,C381,0)/$AE$5)+IF(C381>$AE$10,($AE$9/C381),0)))","v":4.974527937145611},4.9990753826260148,2.094536741098346,0.16202694156044295,1.7694908648824281E-4,3.5629243524200049E-3,1.5055285960823284E-3,5.1134629637632489,4.2222219427079821E-2,1.0925283405170738E-2,8.4530900925994246E-4,2.8271772480437107E-5,1.8060053225354977E-5,50.237541127561599,0.47215938791329304,0.47215590781012118,0.47812825368900302,7.4521837565820093E-2,7.4521837565820093E-2,7.4521837565820093E-2,7.4521837565820093E-2,null,null,25.994756637884326,null,null,2.0509849362688295E-6,0,0,24.242784489677273]
[355,0.41135573580533014,2.0567786790266509,{"$f":"IF('Calculation Sheet'!$D$59=\"YES\",(Vcc_max-C382)*ILIM_FINAL_TOL,(Vcc_max-C382)*($AE$13+IF(C382>=$AE$8,$AE$7,0)+(IF(C382>=$AE$6,C382,0)/$AE$5)+IF(C382>$AE$10,($AE$9/C382),0)))","v":4.9716311114922886},4.9961785575415867,2.0984824188863955,0.16243447398562161,1.7740210730554651E-4,3.5720427496483964E-3,1.5046523892143782E-3,5.1119319753562049,4.2329826480806965E-2,1.0953221757107556E-2,8.4747299387188946E-4,2.8344154350712358E-5,1.8106290929686963E-5,50.246077467256256,0.47330496542231071,0.47330147735713535,0.47928747634963464,7.4711096409757261E-2,7.4711096409757261E-2,7.4711096409757261E-2,7.4711096409757261E-2,null,null,25.997242923555316,null,null,2.0567786790266508E-6,0,0,24.248834543700941]
[356,0.41251448435689447,2.0625724217844725,{"$f":"IF('Calculation Sheet'!$D$59=\"YES\",(Vcc_max-C383)*ILIM_FINAL_TOL,(Vcc_max-C383)*($AE$13+IF(C383>=$AE$8,$AE$7,0)+(IF(C383>=$AE$6,C383,0)/$AE$5)+IF(C383>$AE$10,($AE$9/C383),0)))","v":4.9687342857718289},4.9932817323900238,2.1024187222312594,0.16284172659100182,1.7785486426369346E-4,3.5811558164127177E-3,1.503776182326888E-3,5.1103859361657777,4.2437367987472108E-2,1.0981143646588976E-2,8.496357171710045E-4,2.8416494069816167E-5,1.8152501708001978E-5,50.25455197025245,0.47444951438688676,0.47444601836967681,0.48044565331516598,7.4900236056132385E-2,7.4900236056132385E-2,7.4900236056132385E-2,7.4900236056132385E-2,null,null,25.999727413698718,null,null,2.0625724217844725E-6,0,0,24.254824556553732]
[357,0.41367323290845875,2.0683661645422942,{"$f":"IF('Calculation Sheet'!$D$59=\"YES\",(Vcc_max-C384)*ILIM_FINAL_TOL,(Vcc_max-C384)*($AE$13+IF(C384>=$AE$8,$AE$7,0)+(IF(C384>=$AE$6,C384,0)/$AE$5)+IF(C384>$AE$10,($AE$9/C384),0)))","v":4.965837459984237},4.9903849071713262,2.1063456639761249,0.1632486994002722,1.7830735736268366E-4,3.5902635527218507E-3,1.502899975419858E-3,5.1088250120426721,4.2544843948502553E-2,1.1009049073707367E-2,8.5179717915817577E-4,2.8488791637748534E-5,1.8198685560300021E-5,50.262965014750939,0.47559303506870609,0.47558953110942692,0.48160278485517161,7.5089256509546232E-2,7.5089256509546232E-2,7.5089256509546232E-2,7.5089256509546232E-2,null,null,26.002210108549864,null,null,2.0683661645422943E-6,0,0,24.260754906201075]
[358,0.41483198146002309,2.0741599073001158,{"$f":"IF('Calculation Sheet'!$D$59=\"YES\",(Vcc_max-C385)*ILIM_FINAL_TOL,(Vcc_max-C385)*($AE$13+IF(C385>=$AE$8,$AE$7,0)+(IF(C385>=$AE$6,C385,0)/$AE$5)+IF(C385>$AE$10,($AE$9/C385),0)))","v":4.9629406341295086},4.9874880818854939,2.1102632569465842,0.16365539243712224,1.7875958660251712E-4,3.5993659585855653E-3,1.5020237684915116E-3,5.1072493670100085,4.2652254365328268E-2,1.10369380385551E-2,8.5395737983340325E-4,2.856104705362128E-5,1.8244842486581092E-5,50.271316975166712,0.4767355277293861,0.47673201583799774,0.48275887123915684,7.5278157774599563E-2,7.5278157774599563E-2,7.5278157774599563E-2,7.5278157774599563E-2,null,null,26.004691008344025,null,null,2.074159907300116E-6,0,0,24.266625966822687]
[359,0.41599073001158743,2.0799536500579374,{"$f":"IF('Calculation Sheet'!$D$59=\"YES\",(Vcc_max-C386)*ILIM_FINAL_TOL,(Vcc_max-C386)*($AE$13+IF(C386>=$AE$8,$AE$7,0)+(IF(C386>=$AE$6,C386,0)/$AE$5)+IF(C386>$AE$10,($AE$9/C386),0)))","v":4.9600438082076455},4.9845912565325259,2.1141715139506583,0.16406180572523699,1.7921155198319383E-4,3.6084630340145196E-3,1.5011475615427372E-3,5.1056591632834616,4.2759599239376556E-2,1.1064810541224546E-2,8.5611631919757514E-4,2.8633260318322584E-5,1.8290972486845192E-5,50.27960822217031,0.47787699263047845,0.47787347281693737,0.48391391273655771,7.5466939855893145E-2,7.5466939855893145E-2,7.5466939855893145E-2,7.5466939855893145E-2,null,null,26.007170113316441,null,null,2.0799536500579373E-6,0,0,24.272438108853869]
[360,0.41714947856315171,2.085747392815759,{"$f":"IF('Calculation Sheet'!$D$59=\"YES\",(Vcc_max-C387)*ILIM_FINAL_TOL,(Vcc_max-C387)*($AE$13+IF(C387>=$AE$8,$AE$7,0)+(IF(C387>=$AE$6,C387,0)/$AE$5)+IF(C387>$AE$10,($AE$9/C387),0)))","v":4.9571469822186476},4.9816944311124232,2.1180704477788197,0.16446793928830061,1.7966325350471379E-4,3.6175547790175955E-3,1.5002713545744228E-3,5.1040545612911776,4.2866878572076494E-2,1.1092666581808075E-2,8.582739972515796E-4,2.8705431430964268E-5,1.8337075560204141E-5,50.2878391227284,0.47901743003346819,0.47901390230772556,0.48506790961674007,7.5655602758028628E-2,7.5655602758028628E-2,7.5655602758028628E-2,7.5655602758028628E-2,null,null,26.009647423702294,null,null,2.085747392815759E-6,0,0,24.278191699026106]
[361,0.41830822711471605,2.0915411355735807,{"$f":"IF('Calculation Sheet'!$D$59=\"YES\",(Vcc_max-C388)*ILIM_FINAL_TOL,(Vcc_max-C388)*($AE$13+IF(C388>=$AE$8,$AE$7,0)+(IF(C388>=$AE$6,C388,0)/$AE$5)+IF(C388>$AE$10,($AE$9/C388),0)))","v":4.9542501561625159},4.9787976056251857,2.1219600712040187,0.16487379314999551,1.8011469116707701E-4,3.6266411936045628E-3,1.4993951475856804E-3,5.1024357196934726,4.2974092364856276E-2,1.1120506160398058E-2,8.6043041399541664E-4,2.8777560392434509E-5,1.8383151707546119E-5,50.296010040144139,0.48015684019977378,0.4801533045717763,0.48622086214900051,7.584414648560589E-2,7.584414648560589E-2,7.584414648560589E-2,7.584414648560589E-2,null,null,26.01212293973671,null,null,2.0915411355735807E-6,0,0,24.28388710040743]
[362,0.41946697566628033,2.0973348783314019,{"$f":"IF('Calculation Sheet'!$D$59=\"YES\",(Vcc_max-C389)*ILIM_FINAL_TOL,(Vcc_max-C389)*($AE$13+IF(C389>=$AE$8,$AE$7,0)+(IF(C389>=$AE$6,C389,0)/$AE$5)+IF(C389>$AE$10,($AE$9/C389),0)))","v":4.9513533300392467},4.9759007800708135,2.1258403969817059,0.16527936733400139,1.8056586497117166E-4,3.6357222777843035E-3,1.4985189405765098E-3,5.100802795402311,4.308124061914409E-2,1.1148329277086866E-2,8.6258556942997444E-4,2.884964720184513E-5,1.8429200928871126E-5,50.304121334097076,0.48129522339074704,0.48129167987043608,0.48737277060256723,7.6032571043225694E-2,7.6032571043225694E-2,7.6032571043225694E-2,7.6032571043225694E-2,null,null,26.014596661654767,null,null,2.097334878331402E-6,0,0,24.289524672442308]
[363,0.42062572421784467,2.1031286210892235,{"$f":"IF('Calculation Sheet'!$D$59=\"YES\",(Vcc_max-C390)*ILIM_FINAL_TOL,(Vcc_max-C390)*($AE$13+IF(C390>=$AE$8,$AE$7,0)+(IF(C390>=$AE$6,C390,0)/$AE$5)+IF(C390>$AE$10,($AE$9/C390),0)))","v":4.9484565038488446},4.9730039544493065,2.1297114378498563,0.16568466186399622,1.8101677491610957E-4,3.6447980315674755E-3,1.4976427335469111E-3,5.0991559436005733,4.3188323336369017E-2,1.117613593196598E-2,8.64739463555253E-4,2.8921691860084309E-5,1.847522322417916E-5,50.312173360682422,0.48243257986767318,0.48242902846498659,0.48852363524659737,7.6220876435488805E-2,7.6220876435488805E-2,7.6220876435488805E-2,7.6220876435488805E-2,null,null,26.017068589691505,null,null,2.1031286210892237E-6,0,0,24.295104770990918]
[364,0.42178447276940895,2.1089223638470447,{"$f":"IF('Calculation Sheet'!$D$59=\"YES\",(Vcc_max-C391)*ILIM_FINAL_TOL,(Vcc_max-C391)*($AE$13+IF(C391>=$AE$8,$AE$7,0)+(IF(C391>=$AE$6,C391,0)/$AE$5)+IF(C391>$AE$10,($AE$9/C391),0)))","v":4.9455596775913069},4.9701071287606648,2.1335732065289936,0.16608967676365616,1.8146742100189073E-4,3.6538684549638489E-3,1.4967665264968844E-3,5.0974953177611093,4.3295340517958358E-2,1.120392612512866E-2,8.6689209637214049E-4,2.8993694366263867E-5,1.8521218592582045E-5,50.320166472450211,0.4835689098917717,0.48356535061664196,0.48967345635017967,7.6409062666995098E-2,7.6409062666995098E-2,7.6409062666995098E-2,7.6409062666995098E-2,null,null,26.01953872408189,null,null,2.1089223638470446E-6,0,0,24.300627748368321]
[365,0.42294322132097328,2.1147161066048668,{"$f":"IF('Calculation Sheet'!$D$59=\"YES\",(Vcc_max-C392)*ILIM_FINAL_TOL,(Vcc_max-C392)*($AE$13+IF(C392>=$AE$8,$AE$7,0)+(IF(C392>=$AE$6,C392,0)/$AE$5)+IF(C392>$AE$10,($AE$9/C392),0)))","v":4.9426628512666335},4.9672103030048875,2.1374257157222143,0.16649441205665561,1.8191780322940332E-4,3.6629335479823055E-3,1.4958903194264295E-3,5.0958210696655808,4.3402292165341194E-2,1.1231699856666388E-2,8.6904346788063691E-4,2.9065654721271983E-5,1.8567187034967958E-5,50.328101018443725,0.4847042137241937,0.48470064658654977,0.49082223418233362,7.6597129742343562E-2,7.6597129742343562E-2,7.6597129742343562E-2,7.6597129742343562E-2,null,null,26.022007065060837,null,null,2.1147161066048667E-6,0,0,24.306093953382888]
[366,0.42410196987253757,2.1205098493626879,{"$f":"IF('Calculation Sheet'!$D$59=\"YES\",(Vcc_max-C393)*ILIM_FINAL_TOL,(Vcc_max-C393)*($AE$13+IF(C393>=$AE$8,$AE$7,0)+(IF(C393>=$AE$6,C393,0)/$AE$5)+IF(C393>$AE$10,($AE$9/C393),0)))","v":4.9397660248748281},4.9643134771819755,2.1412689781152108,0.1668988677666654,1.8236792159775916E-4,3.6719933106326152E-3,1.4950141123355465E-3,5.0941333494230996,4.3509178279945715E-2,1.1259457126671535E-2,8.7119357808163045E-4,2.9137572925108657E-5,1.8613128551336899E-5,50.335977344237619,0.48583849162602633,0.48583491663579181,0.4919699690120094,7.678507766613496E-2,7.678507766613496E-2,7.678507766613496E-2,7.678507766613496E-2,null,null,26.024473612863236,null,null,2.120509849362688E-6,0,0,24.311503731374383]
[367,0.4252607184241019,2.1263035921205096,{"$f":"IF('Calculation Sheet'!$D$59=\"YES\",(Vcc_max-C394)*ILIM_FINAL_TOL,(Vcc_max-C394)*($AE$13+IF(C394>=$AE$8,$AE$7,0)+(IF(C394>=$AE$6,C394,0)/$AE$5)+IF(C394>$AE$10,($AE$9/C394),0)))","v":4.9368691984158843},4.9614166512919287,2.1451030063762961,0.1673030439173564,1.8281777610695826E-4,3.6810477429254362E-3,1.4941379052251236E-3,5.0924323054886553,4.3615998863200112E-2,1.128719793523647E-2,8.7334242697600928E-4,2.920944897688571E-5,1.8659043141688869E-5,50.34379579197573,0.48697174385828834,0.48696816102538332,0.49311666110808705,7.6972906442968281E-2,7.6972906442968281E-2,7.6972906442968281E-2,7.6972906442968281E-2,null,null,26.026938367723897,null,null,2.1263035921205097E-6,0,0,24.316857424251832]
[368,0.42641946697566618,2.1320973348783312,{"$f":"IF('Calculation Sheet'!$D$59=\"YES\",(Vcc_max-C395)*ILIM_FINAL_TOL,(Vcc_max-C395)*($AE$13+IF(C395>=$AE$8,$AE$7,0)+(IF(C395>=$AE$6,C395,0)/$AE$5)+IF(C395>$AE$10,($AE$9/C395),0)))","v":4.9339723718898076},4.9585198253347471,2.1489278131564267,0.16770694053239588,1.8326736675788879E-4,3.6900968448696503E-3,1.4932616980942726E-3,5.0907180846813453,4.3722753916532575E-2,1.1314922282453566E-2,8.754900145637734E-4,2.9281282877491321E-5,1.8704930806023867E-5,50.351556700408246,0.48810397068193367,0.48810038001627198,0.49426231073937821,7.7160616077442512E-2,7.7160616077442512E-2,7.7160616077442512E-2,7.7160616077442512E-2,null,null,26.02940132987759,null,null,2.1320973348783314E-6,0,0,24.322155370530655]
[369,0.42757821552723052,2.1378910776361528,{"$f":"IF('Calculation Sheet'!$D$59=\"YES\",(Vcc_max-C396)*ILIM_FINAL_TOL,(Vcc_max-C396)*($AE$13+IF(C396>=$AE$8,$AE$7,0)+(IF(C396>=$AE$6,C396,0)/$AE$5)+IF(C396>$AE$10,($AE$9/C396),0)))","v":4.9310755452965953},4.9556229993104299,2.1527434110892276,0.16811055763545113,1.8371669354966258E-4,3.6991406164741392E-3,1.4923854909421053E-3,5.0889908322024002,4.3829443441371296E-2,1.1342630168415191E-2,8.7763634084581099E-4,2.9353074626037312E-5,1.8750791543453715E-5,50.359260404928676,0.48923517235784786,0.48923157386934069,0.49540691817462434,7.734820657415753E-2,7.734820657415753E-2,7.734820657415753E-2,7.734820657415753E-2,null,null,26.03186249955905,null,null,2.1378910776361527E-6,0,0,24.327397905369626]
[370,0.4287369640787948,2.143684820393974,{"$f":"IF('Calculation Sheet'!$D$59=\"YES\",(Vcc_max-C397)*ILIM_FINAL_TOL,(Vcc_max-C397)*($AE$13+IF(C397>=$AE$8,$AE$7,0)+(IF(C397>=$AE$6,C397,0)/$AE$5)+IF(C397>$AE$10,($AE$9/C397),0)))","v":4.9281787186362491},4.952726173218978,2.1565498127910145,0.16851389525018412,1.8416575648227962E-4,3.708179057749561E-3,1.491509283770398E-3,5.0872506916530114,4.3936067439144466E-2,1.1370321593213717E-2,8.7978140582212205E-4,2.9424824223411861E-5,1.8796625354866592E-5,50.36690723761027,0.49036534914685248,0.49036174284540479,0.49655048368249766,7.7535677937712322E-2,7.7535677937712322E-2,7.7535677937712322E-2,7.7535677937712322E-2,null,null,26.034321877002931,null,null,2.143684820393974E-6,0,0,24.332585360607339]
[371,0.42989571263035914,2.1494785631517961,{"$f":"IF('Calculation Sheet'!$D$59=\"YES\",(Vcc_max-C398)*ILIM_FINAL_TOL,(Vcc_max-C398)*($AE$13+IF(C398>=$AE$8,$AE$7,0)+(IF(C398>=$AE$6,C398,0)/$AE$5)+IF(C398>$AE$10,($AE$9/C398),0)))","v":4.9252818919087664},4.9498293470603913,2.1603470308608199,0.16891695340025858,1.8461455555662809E-4,3.7172121687056858E-3,1.4906330765782627E-3,5.0854978050519639,4.4042625911280275E-2,1.1397996556941514E-2,8.8192520949359476E-4,2.9496531668726789E-5,1.8842432240262497E-5,50.374497527242148,0.49149450130970074,0.49149088720521394,0.49769300753160195,7.7723030172705876E-2,7.7723030172705876E-2,7.7723030172705876E-2,7.7723030172705876E-2,null,null,26.036779462443864,null,null,2.1494785631517961E-6,0,0,24.337718064798285]
[372,0.43105446118192342,2.1552723059096173,{"$f":"IF('Calculation Sheet'!$D$59=\"YES\",(Vcc_max-C399)*ILIM_FINAL_TOL,(Vcc_max-C399)*($AE$13+IF(C399>=$AE$8,$AE$7,0)+(IF(C399>=$AE$6,C399,0)/$AE$5)+IF(C399>$AE$10,($AE$9/C399),0)))","v":4.9223850651141499},4.9469325208346699,2.1641350778804127,0.16931973210933382,1.8506309077181982E-4,3.7262399493513954E-3,1.4897568693665875E-3,5.0837323128530727,4.4149118859206027E-2,1.1425655059690953E-2,8.840677518611173E-4,2.9568196962870275E-5,1.888821219964143E-5,50.382031599364893,0.4926226291070801,0.49261900720945118,0.49883448999047175,7.7910263283736292E-2,7.7910263283736292E-2,7.7910263283736292E-2,7.7910263283736292E-2,null,null,26.039235256116395,null,null,2.1552723059096174E-6,0,0,24.342796343248498]
[373,0.43221320973348776,2.1610660486674389,{"$f":"IF('Calculation Sheet'!$D$59=\"YES\",(Vcc_max-C400)*ILIM_FINAL_TOL,(Vcc_max-C400)*($AE$13+IF(C400>=$AE$8,$AE$7,0)+(IF(C400>=$AE$6,C400,0)/$AE$5)+IF(C400>$AE$10,($AE$9/C400),0)))","v":4.9194882382523977},4.9440356945418138,2.1679139664143268,0.16972223140106824,1.8551136212874297E-4,3.7352623996973477E-3,1.4888806621335959E-3,5.0819543539624288,4.42555462843508E-2,1.1453297101553517E-2,8.8620903292468967E-4,2.9639820105842318E-5,1.8933965232115213E-5,50.389509776305971,0.49374973279961232,0.49374610311873379,0.49997493132757143,7.8097377275401669E-2,7.8097377275401669E-2,7.8097377275401669E-2,7.8097377275401669E-2,null,null,26.041689258255047,null,null,2.1610660486674387E-6,0,0,24.347820518050924]
[374,0.43337195828505204,2.1668597914252605,{"$f":"IF('Calculation Sheet'!$D$59=\"YES\",(Vcc_max-C401)*ILIM_FINAL_TOL,(Vcc_max-C401)*($AE$13+IF(C401>=$AE$8,$AE$7,0)+(IF(C401>=$AE$6,C401,0)/$AE$5)+IF(C401>$AE$10,($AE$9/C401),0)))","v":4.9165914113235107},4.9411388681818229,2.1716837090098808,0.17012445129911669,1.8595936962650939E-4,3.7442795197524248E-3,1.4880044548801763E-3,5.0801640657554525,4.4361908188142785E-2,1.1480922682622463E-2,8.8834905268431186E-4,2.9711401096754742E-5,1.8979691338572025E-5,50.396932377214434,0.49487581264785252,0.4948721751936116,0.50111433181129605,7.8284372152300996E-2,7.8284372152300996E-2,7.8284372152300996E-2,7.8284372152300996E-2,null,null,26.044141469094292,null,null,2.1668597914252604E-6,0,0,24.352790908120141]
[375,0.43453070683661638,2.1726535341830822,{"$f":"IF('Calculation Sheet'!$D$59=\"YES\",(Vcc_max-C402)*ILIM_FINAL_TOL,(Vcc_max-C402)*($AE$13+IF(C402>=$AE$8,$AE$7,0)+(IF(C402>=$AE$6,C402,0)/$AE$5)+IF(C402>$AE$10,($AE$9/C402),0)))","v":4.91369458432749},4.9382420417546964,2.1754443181972043,0.17052639182713403,1.8640711326600723E-4,3.7532913095263964E-3,1.4871282476072167E-3,5.0783615840937628,4.4468204572009284E-2,1.1508531802989275E-2,8.9048781114176023E-4,2.9782939936495723E-5,1.9025390519011864E-5,50.404299718095665,0.49600086891228923,0.49599722369456867,0.50225269170997322,7.8471247919032372E-2,7.8471247919032372E-2,7.8471247919032372E-2,7.8471247919032372E-2,null,null,26.046591888868534,null,null,2.1726535341830821E-6,0,0,24.357707829227131]
[376,0.43568945538818066,2.1784472769409038,{"$f":"IF('Calculation Sheet'!$D$59=\"YES\",(Vcc_max-C403)*ILIM_FINAL_TOL,(Vcc_max-C403)*($AE$13+IF(C403>=$AE$8,$AE$7,0)+(IF(C403>=$AE$6,C403,0)/$AE$5)+IF(C403>$AE$10,($AE$9/C403),0)))","v":4.9107977572643327},4.9353452152604351,2.1791958064892585,0.17092805300877156,1.8685459304634833E-4,3.7622977690290327E-3,1.4862520403138291E-3,5.0765470433418569,4.457443543737849E-2,1.1536124462746322E-2,8.9262530829703479E-4,2.9854436624177083E-5,1.9071062773434733E-5,50.411612111845287,0.49712490185334435,0.49712124888202336,0.50339001129185945,7.8658004580193897E-2,7.8658004580193897E-2,7.8658004580193897E-2,7.8658004580193897E-2,null,null,26.049040517812141,null,null,2.1784472769409038E-6,0,0,24.362571594033145]
[377,0.43684820393974499,2.1842410196987254,{"$f":"IF('Calculation Sheet'!$D$59=\"YES\",(Vcc_max-C404)*ILIM_FINAL_TOL,(Vcc_max-C404)*($AE$13+IF(C404>=$AE$8,$AE$7,0)+(IF(C404>=$AE$6,C404,0)/$AE$5)+IF(C404>$AE$10,($AE$9/C404),0)))","v":4.9079009301340424},4.9324483886990391,2.1829381863818633,0.17132943486767971,1.8730180896842086E-4,3.7712988982701035E-3,1.4853758330000133E-3,5.0747205763836085,4.4680600785677704E-2,1.1563700661985976E-2,8.9476154415013553E-4,2.9925891160687002E-5,1.9116708101840629E-5,50.418869868283082,0.49824791173137495,0.49824425101632741,0.50452629082514378,7.8844642140382781E-2,7.8844642140382781E-2,7.8844642140382781E-2,7.8844642140382781E-2,null,null,26.051487356159427,null,null,2.1842410196987255E-6,0,0,24.367382512123655]
[378,0.43800695249130928,2.1900347624565466,{"$f":"IF('Calculation Sheet'!$D$59=\"YES\",(Vcc_max-C405)*ILIM_FINAL_TOL,(Vcc_max-C405)*($AE$13+IF(C405>=$AE$8,$AE$7,0)+(IF(C405>=$AE$6,C405,0)/$AE$5)+IF(C405>$AE$10,($AE$9/C405),0)))","v":4.9050041029366147},4.9295515620705084,2.1866714703537178,0.17173053742750621,1.8774876103133664E-4,3.7802946972593787E-3,1.4844996256657694E-3,5.0728823146385835,4.4786700618336006E-2,1.1591260400800607E-2,8.9689651870195064E-4,2.9997303545137299E-5,1.9162326503341376E-5,50.426073294186331,0.49936989880666971,0.49936623035776595,0.50566153057794416,7.9031160604197126E-2,7.9031160604197126E-2,7.9031160604197126E-2,7.9031160604197126E-2,null,null,26.053932404144629,null,null,2.1900347624565464E-6,0,0,24.372140890041702]
[379,0.43916570104287361,2.1958285052143682,{"$f":"IF('Calculation Sheet'!$D$59=\"YES\",(Vcc_max-C406)*ILIM_FINAL_TOL,(Vcc_max-C406)*($AE$13+IF(C406>=$AE$8,$AE$7,0)+(IF(C406>=$AE$6,C406,0)/$AE$5)+IF(C406>$AE$10,($AE$9/C406),0)))","v":4.9021072756720541},4.9266547353748429,2.1903956708664256,0.17213136071189705,1.8819544923598386E-4,3.7892851660057403E-3,1.4836234183110975E-3,5.0710323880781756,4.4892734936780698E-2,1.1618803679282586E-2,8.9903023195336829E-4,3.0068673778416155E-5,1.9207917978825151E-5,50.433222693322804,0.50049086333945336,0.50048718716655749,0.50679573081831109,7.9217559976234142E-2,7.9217559976234142E-2,7.9217559976234142E-2,7.9217559976234142E-2,null,null,26.05637566200199,null,null,2.1958285052143681E-6,0,0,24.376847031320814]
[380,0.44032444959443789,2.2016222479721899,{"$f":"IF('Calculation Sheet'!$D$59=\"YES\",(Vcc_max-C407)*ILIM_FINAL_TOL,(Vcc_max-C407)*($AE$13+IF(C407>=$AE$8,$AE$7,0)+(IF(C407>=$AE$6,C407,0)/$AE$5)+IF(C407>$AE$10,($AE$9/C407),0)))","v":4.8992104483403587},4.9237579086120427,2.1941108003645167,0.17253190474449642,1.8864187358147433E-4,3.7982703045198463E-3,1.4827472109359974E-3,5.069170925241564,4.4998703742439083E-2,1.1646330497524282E-2,9.0116268390438847E-4,3.014000185963539E-5,1.9253482528291954E-5,50.440318366483446,0.50161080558988314,0.50160712170285571,0.50792889181422485,7.9403840261091041E-2,7.9403840261091041E-2,7.9403840261091041E-2,7.9403840261091041E-2,null,null,26.058817129965639,null,null,2.2016222479721898E-6,0,0,24.381501236517806]
[381,0.44148319814600223,2.2074159907300115,{"$f":"IF('Calculation Sheet'!$D$59=\"YES\",(Vcc_max-C408)*ILIM_FINAL_TOL,(Vcc_max-C408)*($AE$13+IF(C408>=$AE$8,$AE$7,0)+(IF(C408>=$AE$6,C408,0)/$AE$5)+IF(C408>$AE$10,($AE$9/C408),0)))","v":4.8963136209415277},4.9208610817821068,2.1978168712754726,0.17293216954894586,1.8908803406869623E-4,3.8072501128105785E-3,1.4818710035413574E-3,5.0672980532514966,4.5104607036740241E-2,1.1673840855617179E-2,9.0329387455589938E-4,3.0211287789683183E-5,1.9299020151741786E-5,50.447360611514647,0.50272972581805053,0.50272603422674766,0.50906101383359736,7.9590001463365034E-2,7.9590001463365034E-2,7.9590001463365034E-2,7.9590001463365034E-2,null,null,26.061256808269697,null,null,2.2074159907300115E-6,0,0,24.38610380324495]
[382,0.44264194669756651,2.2132097334878327,{"$f":"IF('Calculation Sheet'!$D$59=\"YES\",(Vcc_max-C409)*ILIM_FINAL_TOL,(Vcc_max-C409)*($AE$13+IF(C409>=$AE$8,$AE$7,0)+(IF(C409>=$AE$6,C409,0)/$AE$5)+IF(C409>$AE$10,($AE$9/C409),0)))","v":4.893416793475561},4.9179642548850362,2.2015138960097476,0.17333215514888511,1.8953393069764957E-4,3.8162245908877068E-3,1.4809947961254011E-3,5.0654138978298979,4.5210444821110585E-2,1.1701334753654535E-2,9.05423803907901E-4,3.0282531568559534E-5,1.9344530848286468E-5,50.454349723350219,0.50384762428398044,0.50384392499825292,0.51019209714427127,7.9776043587653334E-2,7.9776043587653334E-2,7.9776043587653334E-2,7.9776043587653334E-2,null,null,26.063694697148215,null,null,2.2132097334878328E-6,0,0,24.390655026202005]
[383,0.44380069524913085,2.2190034762456543,{"$f":"IF('Calculation Sheet'!$D$59=\"YES\",(Vcc_max-C410)*ILIM_FINAL_TOL,(Vcc_max-C410)*($AE$13+IF(C410>=$AE$8,$AE$7,0)+(IF(C410>=$AE$6,C410,0)/$AE$5)+IF(C410>$AE$10,($AE$9/C410),0)))","v":4.8905199659424614},4.9150674279208308,2.2052018869607948,0.17373186156795306,1.8997956346744616E-4,3.8251937387618895E-3,1.4801185886899049E-3,5.0635185833133054,4.5316217096979194E-2,1.1728812191727833E-2,9.0755247196128153E-4,3.0353733195376265E-5,1.9390014618814178E-5,50.461285994042996,0.50496450124763115,0.5049607942773271,0.51132214201401993,7.9961966638551374E-2,7.9961966638551374E-2,7.9961966638551374E-2,7.9961966638551374E-2,null,null,26.066130796835196,null,null,2.2190034762456541E-6,0,0,24.395155197207799]
[384,{"$f":"($AE$11/2000)*(A411)","v":0.44495944380069519},{"$f":"$AE$13*B411*10^-3/($AE$4*10^-6)","v":2.2247972190034759},{"$f":"IF('Calculation Sheet'!$D$59=\"YES\",(Vcc_max-C411)*ILIM_FINAL_TOL,(Vcc_max-C411)*($AE$13+IF(C411>=$AE$8,$AE$7,0)+(IF(C411>=$AE$6,C411,0)/$AE$5)+IF(C411>$AE$10,($AE$9/C411),0)))","v":4.8876231383422244},4.9121706008894908,2.2088808565050866,0.17413128882978501,1.9042493237897418E-4,3.8341575564411201E-3,1.4792423812339806E-3,5.0616122326681348,4.5421923865772484E-2,1.1756273169930331E-2,9.0967987871692912E-4,3.0424892671021553E-5,1.9435471463324916E-5,50.468169712796005,0.50608035696889608,0.50607664232385741,0.51245114871054742,8.0147770620657255E-2,8.0147770620657255E-2,8.0147770620657255E-2,8.0147770620657255E-2,null,null,26.068565107564602,null,null,{"$f":"IF(C411>=$AE$6,C411,0)/$AE$5","v":2.2247972190034758E-6},{"$f":"IF(C411>=$AE$8,$AE$7,0)","v":0},{"$f":"IF(C411>$AE$10,($AE$9/C411),0)","v":0},{"$f":"(Q411-AA411)*IF((Vcc_max-C411)>$F$4,1,0)","v":24.399604605231403}]
[385,0.44611819235225947,2.2305909617612976,{"$f":"IF('Calculation Sheet'!$D$59=\"YES\",(Vcc_max-C412)*ILIM_FINAL_TOL,(Vcc_max-C412)*($AE$13+IF(C412>=$AE$8,$AE$7,0)+(IF(C412>=$AE$6,C412,0)/$AE$5)+IF(C412>$AE$10,($AE$9/C412),0)))","v":4.8847263106748535},{"$f":"(D411+((((EXP(-(B412-B411)*10^-3/$F$14)))*(E411-D411))))","v":4.9092737737910159},{"$f":"(D411+((((EXP(-(B412-B411)*10^-3/$F$15)))*(F411-D411))))","v":2.2125508170021395},{"$f":"(D411+((((EXP(-(B412-B411)*10^-3/$F$16)))*(G411-D411))))","v":0.17453043695801451},{"$f":"(D411+((((EXP(-(B412-B411)*10^-3/$F$17)))*(H411-D411))))","v":1.9087003743223363E-4},{"$f":"(D411+((((EXP(-(B412-B411)*10^-3/$F$18)))*(I411-D411))))","v":3.8431160439360568E-3},{"$f":"(D411+((((EXP(-(B412-B411)*10^-3/$F$19)))*(JX411-D411))))","v":1.4783661737576281E-3},{"$f":"(D411+((((EXP(-(B412-B411)*10^-3/$F$20)))*(K411-D411))))","v":5.059694967505779},{"$f":"(D411+((((EXP(-(B412-B411)*10^-3/$F$21)))*(L411-D411))))","v":4.5527565128919534E-2},{"$f":"(D411+((((EXP(-(B412-B411)*10^-3/$F$22)))*(M411-D411))))","v":1.1783717688353512E-2},9.118060241748438E-4,3.0496009994607221E-5,1.9480901381818683E-5,50.475001165993469,{"$f":"(D411+((((EXP(-(B412-B411)*10^-3/$B$14)))*(R411-D411))))","v":0.50719519170760208},{"$f":"(D411+((((EXP(-(B412-B411)*10^-3/$B$15)))*(S411-D411))))","v":0.50719146939766624},{"$f":"(D411+((((EXP(-(B412-B411)*10^-3/$B$16)))*(T411-D411))))","v":0.51357911750149032},{"$f":"(D411+((((EXP(-(B412-B411)*10^-3/$B$17)))*(U411-D411))))","v":8.0333455538566412E-2},{"$f":"(D411+((((EXP(-(B412-B411)*10^-3/$B$18)))*(V411-D411))))","v":8.0333455538566412E-2},8.0333455538566412E-2,8.0333455538566412E-2,null,null,26.070997629570318,null,null,2.2305909617612976E-6,0,0,24.404003536423151]
[386,0.44727694090382381,2.2363847045191192,{"$f":"IF('Calculation Sheet'!$D$59=\"YES\",(Vcc_max-C413)*ILIM_FINAL_TOL,(Vcc_max-C413)*($AE$13+IF(C413>=$AE$8,$AE$7,0)+(IF(C413>=$AE$6,C413,0)/$AE$5)+IF(C413>$AE$10,($AE$9/C413),0)))","v":4.8818294829403479},4.9063769466254055,2.2162117807945378,0.17492930597627421,1.9131487862633634E-4,3.8520692012564695E-3,1.4774899662608476E-3,5.0577669080975394,4.5633140887846757E-2,1.1811145747089746E-2,{"$f":"(D412+((((EXP(-(B413-B412)*10^-3/$F$23)))*(N412-D412))))","v":9.1393090833591373E-4},{"$f":"(D412+((((EXP(-(B413-B412)*10^-3/$F$24)))*(O412-D412))))","v":3.0567085167021446E-5},{"$f":"(D412+((((EXP(-(B413-B412)*10^-3/$F$25)))*(P412-D412))))","v":1.9526304373407299E-5},{"$f":"$C$6+(E413*$G$14)+(F413*$G$15)+(G413*$G$16)+(H413*$G$17)+(I413*$G$18)+(J413*$G$19)+(K413*$G$20)+(L413*$G$21)+(M413*$G$22)","v":50.481780637231203},0.50830900572350934,0.50830527575851026,0.51470604865441416,8.0519021396875168E-2,8.0519021396875168E-2,{"$f":"(D412+((((EXP(-(B413-B412)*10^-3/$B$19)))*(W412-D412))))","v":8.0519021396875168E-2},{"$f":"(D412+((((EXP(-(B413-B412)*10^-3/$B$20)))*(X412-D412))))","v":8.0519021396875168E-2},null,null,{"$f":"$C$6+(R413*$C$14)+(S413*$C$15)+(T413*$C$16)+(U413*$C$17)+(V413*$C$18)+(W413*$C$19)+(X413*$C$20)","v":26.073428363086212},null,null,2.2363847045191193E-6,0,0,24.408352274144992]
[387,0.44843568945538809,2.2421784472769408,{"$f":"IF('Calculation Sheet'!$D$59=\"YES\",(Vcc_max-C414)*ILIM_FINAL_TOL,(Vcc_max-C414)*($AE$13+IF(C414>=$AE$8,$AE$7,0)+(IF(C414>=$AE$6,C414,0)/$AE$5)+IF(C414>$AE$10,($AE$9/C414),0)))","v":4.8789326551387067},4.9034801193926603,2.2198637602079554,0.1753278959081932,1.9175945596217048E-4,3.8610170284121281E-3,1.476613758743639E-3,5.0558281733893935,4.5738651143982345E-2,1.1838557346231404E-2,9.1605453120013891E-4,3.0638118187376051E-5,1.9571680438978944E-5,50.488508407347091,0.50942179927631237,0.50941806166607861,0.51583194243681696,8.0704468200178958E-2,8.0704468200178958E-2,8.0704468200178958E-2,8.0704468200178958E-2,null,null,26.075857308346077,null,null,2.242178447276941E-6,0,0,24.412651099001014]
[388,0.44959443800695242,2.2479721900347625,{"$f":"IF('Calculation Sheet'!$D$59=\"YES\",(Vcc_max-C415)*ILIM_FINAL_TOL,(Vcc_max-C415)*($AE$13+IF(C415>=$AE$8,$AE$7,0)+(IF(C415>=$AE$6,C415,0)/$AE$5)+IF(C415>$AE$10,($AE$9/C415),0)))","v":4.8760358272699325},4.9005832920927803,2.2235067675511799,0.17572620677740058,1.9220376943973605E-4,3.8699595254119146E-3,1.4757375512068904E-3,5.0538788810165984,4.5844095898753601E-2,1.1865952485870856E-2,9.1817689276840753E-4,3.0709109056559214E-5,1.9617029578533618E-5,50.495184754450754,0.51053357262563903,0.51052982737999564,0.51695679911612658,8.0889795953074106E-2,8.0889795953074106E-2,8.0889795953074106E-2,8.0889795953074106E-2,null,null,26.078284465583657,null,null,2.2479721900347623E-6,0,0,24.416900288867097]
[389,0.45075318655851671,2.2537659327925836,{"$f":"IF('Calculation Sheet'!$D$59=\"YES\",(Vcc_max-C416)*ILIM_FINAL_TOL,(Vcc_max-C416)*($AE$13+IF(C416>=$AE$8,$AE$7,0)+(IF(C416>=$AE$6,C416,0)/$AE$5)+IF(C416>$AE$10,($AE$9/C416),0)))","v":4.8731389993340217},4.8976864647257656,2.2271408151161354,0.17612423860752102,1.9264781905903305E-4,3.8788966922655987E-3,1.4748613436488256E-3,5.0519191473181353,4.5949475153588715E-2,1.1893331166099586E-2,9.2029799304071958E-4,3.0780057773682756E-5,1.966235179207132E-5,50.501809953953163,0.51164432603105237,0.51164057315981903,0.51808061895970337,8.1075004660156047E-2,8.1075004660156047E-2,8.1075004660156047E-2,8.1075004660156047E-2,null,null,26.080709835032653,null,null,2.2537659327925836E-6,0,0,24.42110011892051]
[390,0.45191193511008104,2.2595596755504053,{"$f":"IF('Calculation Sheet'!$D$59=\"YES\",(Vcc_max-C417)*ILIM_FINAL_TOL,(Vcc_max-C417)*($AE$13+IF(C417>=$AE$8,$AE$7,0)+(IF(C417>=$AE$6,C417,0)/$AE$5)+IF(C417>$AE$10,($AE$9/C417),0)))","v":4.8702421713309763},4.8947896372916153,2.2307659151779058,0.17652199142217917,1.9309160482006149E-4,3.8878285289829506E-3,1.4739851360712208E-3,5.0499490873509929,4.605478890991499E-2,1.192069338701085E-2,9.2241783201796324E-4,3.0850964339634857E-5,1.970764707959205E-5,50.508384278595997,0.5127540597520488,0.51275029926504079,0.51920340223483752,8.1260094326021104E-2,8.1260094326021104E-2,8.1260094326021104E-2,8.1260094326021104E-2,null,null,26.083133416926724,null,null,2.2595596755504053E-6,0,0,24.425250861669273]
[391,0.45307068366164532,2.2653534183082269,{"$f":"IF('Calculation Sheet'!$D$59=\"YES\",(Vcc_max-C418)*ILIM_FINAL_TOL,(Vcc_max-C418)*($AE$13+IF(C418>=$AE$8,$AE$7,0)+(IF(C418>=$AE$6,C418,0)/$AE$5)+IF(C418>$AE$10,($AE$9/C418),0)))","v":4.8673453432607969},4.8918928097903303,2.2343820799947571,0.17691946524499613,1.9353512672193318E-4,3.8967550355746283E-3,1.473108928473188E-3,5.0479688149042943,4.6160037169159729E-2,1.1948039148697021E-2,9.2453640970102668E-4,3.0921828754415515E-5,1.975291544020763E-5,50.514907998480389,0.51386277404805814,0.51385900595508627,0.52032514920875172,8.1445064955263824E-2,8.1445064955263824E-2,8.1445064955263824E-2,8.1445064955263824E-2,null,null,26.085555211499461,null,null,2.265353418308227E-6,0,0,24.429352786980928]
[392,0.45422943221320966,2.2711471610660485,{"$f":"IF('Calculation Sheet'!$D$59=\"YES\",(Vcc_max-C419)*ILIM_FINAL_TOL,(Vcc_max-C419)*($AE$13+IF(C419>=$AE$8,$AE$7,0)+(IF(C419>=$AE$6,C419,0)/$AE$5)+IF(C419>$AE$10,($AE$9/C419),0)))","v":4.864448515123482},4.8889959822219105,2.2379893218081621,0.17731666009959302,1.939783847655363E-4,3.9056762120486255E-3,1.472232720854727E-3,5.0459784425132685,4.6265219932750234E-2,1.1975368451249579E-2,9.2665372608990992E-4,3.0992651017136552E-5,1.9798156874806239E-5,50.521381381095608,0.51497046917844447,0.51496669348931601,0.52144586014859762,8.1629916552479642E-2,8.1629916552479642E-2,8.1629916552479642E-2,8.1629916552479642E-2,null,null,26.087975218984401,null,null,2.2711471610660487E-6,0,0,24.433406162111208]
[393,0.45538818076477394,2.2769409038238702,{"$f":"IF('Calculation Sheet'!$D$59=\"YES\",(Vcc_max-C420)*ILIM_FINAL_TOL,(Vcc_max-C420)*($AE$13+IF(C420>=$AE$8,$AE$7,0)+(IF(C420>=$AE$6,C420,0)/$AE$5)+IF(C420>$AE$10,($AE$9/C420),0)))","v":4.8615516869190314},4.8860991545863559,2.2415876528428216,0.17771357600958648,1.9442137895087086E-4,3.9145920584156002E-3,1.4713565132158379E-3,5.0439780814730675,4.6370337202113809E-2,1.2002681294760897E-2,9.2876978118550113E-4,3.1063431128686148E-5,1.9843371383387876E-5,50.527804691347384,0.51607714540250704,0.51607336212702304,0.52256553532145933,8.1814649122263106E-2,8.1814649122263106E-2,8.1814649122263106E-2,8.1814649122263106E-2,null,null,26.090393439615045,null,null,2.27694090382387E-6,0,0,24.437411251732339]
[394,0.45654692931633828,2.2827346465816918,{"$f":"IF('Calculation Sheet'!$D$59=\"YES\",(Vcc_max-C421)*ILIM_FINAL_TOL,(Vcc_max-C421)*($AE$13+IF(C421>=$AE$8,$AE$7,0)+(IF(C421>=$AE$6,C421,0)/$AE$5)+IF(C421>$AE$10,($AE$9/C421),0)))","v":4.8586548586474461},4.8832023268836666,2.2451770853066888,0.17811021299859409,1.9486410927793685E-4,3.9235025746853225E-3,1.4704803055565208E-3,5.0419678418524301,4.6475388978678644E-2,1.2029977679323345E-2,9.3088457498780031E-4,3.1134169088176122E-5,1.9888558965952541E-5,50.534178191585802,0.51718280297947672,0.51717901212743556,0.5236841749943526,8.1999262669208761E-2,8.1999262669208761E-2,8.1999262669208761E-2,8.1999262669208761E-2,null,null,26.092809873624841,null,null,2.2827346465816917E-6,0,0,24.441368317960961]
[395,0.45770567786790256,2.288528389339513,{"$f":"IF('Calculation Sheet'!$D$59=\"YES\",(Vcc_max-C422)*ILIM_FINAL_TOL,(Vcc_max-C422)*($AE$13+IF(C422>=$AE$8,$AE$7,0)+(IF(C422>=$AE$6,C422,0)/$AE$5)+IF(C422>$AE$10,($AE$9/C422),0)))","v":4.8557580303087269},4.8803054991138426,2.2487576313909909,0.17850657109022805,1.9530657574673427E-4,3.9324077608666741E-3,1.4696040978767755E-3,5.0399478325071998,4.6580375263871154E-2,1.2057257605029292E-2,9.3299810749769563E-4,3.1204864896494655E-5,1.9933719621612056E-5,50.540502141633034,0.5182874421685213,0.51828364374971514,0.5248017794342239,8.2183757197911156E-2,8.2183757197911156E-2,8.2183757197911156E-2,8.2183757197911156E-2,null,null,26.095224521247175,null,null,2.288528389339513E-6,0,0,24.445277620385859]
[396,0.4588644264194669,2.2943221320973346,{"$f":"IF('Calculation Sheet'!$D$59=\"YES\",(Vcc_max-C423)*ILIM_FINAL_TOL,(Vcc_max-C423)*($AE$13+IF(C423>=$AE$8,$AE$7,0)+(IF(C423>=$AE$6,C423,0)/$AE$5)+IF(C423>$AE$10,($AE$9/C423),0)))","v":4.8528612019028712},4.8774086712768829,2.2523293032702538,0.17890265030810149,1.9574877835726312E-4,3.9413076169703132E-3,1.4687278901774903E-3,5.0379181610936863,4.668529605911953E-2,1.208452107197111E-2,9.3511037871607527E-4,3.1275518552753567E-5,1.99788533512546E-5,50.54677679881064,0.51939106322874018,0.51938725725295765,0.52591834890795042,8.2368132712965725E-2,8.2368132712965725E-2,8.2368132712965725E-2,8.2368132712965725E-2,null,null,26.097637382715394,null,null,2.2943221320973347E-6,0,0,24.449139416095246]
[397,0.46002317497103118,2.3001158748551562,{"$f":"IF('Calculation Sheet'!$D$59=\"YES\",(Vcc_max-C424)*ILIM_FINAL_TOL,(Vcc_max-C424)*($AE$13+IF(C424>=$AE$8,$AE$7,0)+(IF(C424>=$AE$6,C424,0)/$AE$5)+IF(C424>$AE$10,($AE$9/C424),0)))","v":4.8499643734298834},4.8745118433727885,2.2558921131023228,0.17929845067582306,1.961907171095234E-4,3.9502021430051215E-3,1.467851682457777E-3,5.0358789340818859,4.6790151365851074E-2,1.211176808024117E-2,9.3722138864293925E-4,3.1346130057841037E-5,2.0023960154880172E-5,50.553002417966653,0.52049366641916794,0.52048985289619321,0.52703388368234005,8.2552389218966127E-2,8.2552389218966127E-2,8.2552389218966127E-2,8.2552389218966127E-2,null,null,26.100048458262787,null,null,2.3001158748551564E-6,0,0,24.452953959703866]
[398,0.46118192352259552,2.3059096176129779,{"$f":"IF('Calculation Sheet'!$D$59=\"YES\",(Vcc_max-C425)*ILIM_FINAL_TOL,(Vcc_max-C425)*($AE$13+IF(C425>=$AE$8,$AE$7,0)+(IF(C425>=$AE$6,C425,0)/$AE$5)+IF(C425>$AE$10,($AE$9/C425),0)))","v":4.8470675448897573},4.8716150154015594,2.2594460730283874,0.17969397221700234,1.9663239200351512E-4,3.9590913389808691E-3,1.4669754747167474E-3,5.0338302567685531,4.68949411854922E-2,1.2138998629931841E-2,9.3933113727917572E-4,3.1416699410868887E-5,2.0069040032488772E-5,50.559179251502343,0.52159525199877343,0.52159143093838534,0.52814838402413322,8.2736526720506021E-2,8.2736526720506021E-2,8.2736526720506021E-2,8.2736526720506021E-2,null,null,26.102457748122596,null,null,2.3059096176129777E-6,0,0,24.456721503379747]
[399,0.4623406720741598,2.3117033603707995,{"$f":"IF('Calculation Sheet'!$D$59=\"YES\",(Vcc_max-C426)*ILIM_FINAL_TOL,(Vcc_max-C426)*($AE$13+IF(C426>=$AE$8,$AE$7,0)+(IF(C426>=$AE$6,C426,0)/$AE$5)+IF(C426>$AE$10,($AE$9/C426),0)))","v":4.8441707162824983},4.8687181873631955,2.2629911951730026,0.18008921495524355,1.9707380303923827E-4,3.9679752049073258E-3,1.4660992669561779E-3,5.0317722332901296,4.6999665519471101E-2,1.2166212721134606E-2,9.414396246247847E-4,3.1487226612725294E-5,2.0114092983192222E-5,50.565307549398703,0.52269582022645888,0.52269199163843272,0.52926185020000105,8.2920545222179065E-2,8.2920545222179065E-2,8.2920545222179065E-2,8.2920545222179065E-2,null,null,26.104865252528011,null,null,2.3117033603707994E-6,0,0,24.460442296870692]
[400,0.46349942062572413,2.3174971031286211,{"$f":"IF('Calculation Sheet'!$D$59=\"YES\",(Vcc_max-C427)*ILIM_FINAL_TOL,(Vcc_max-C427)*($AE$13+IF(C427>=$AE$8,$AE$7,0)+(IF(C427>=$AE$6,C427,0)/$AE$5)+IF(C427>$AE$10,($AE$9/C427),0)))","v":4.8412738876081036},4.8658213592576969,2.2665274916441129,0.1804841789141518,1.9751495021669285E-4,3.9768537407942617E-3,1.4652230591751803E-3,5.0297049666355305,4.710432436921419E-2,1.2193410353942724E-2,9.4354685068065436E-4,3.1557711663410259E-5,2.0159119007878701E-5,50.571387559242609,0.52379537136106169,0.52379153525516742,0.53037428247654628,8.3104444728579807E-2,8.3104444728579807E-2,8.3104444728579807E-2,8.3104444728579807E-2,null,null,26.107270971712168,null,null,2.3174971031286211E-6,0,0,24.464116587530441]
[401,0.46465816917728842,2.3232908458864423,{"$f":"IF('Calculation Sheet'!$D$59=\"YES\",(Vcc_max-C428)*ILIM_FINAL_TOL,(Vcc_max-C428)*($AE$13+IF(C428>=$AE$8,$AE$7,0)+(IF(C428>=$AE$6,C428,0)/$AE$5)+IF(C428>$AE$10,($AE$9/C428),0)))","v":4.838377058866576},4.8629245310850626,2.2700549745330743,0.18087886411732867,1.9795583353587887E-4,3.9857269466514467E-3,1.4643468513746427E-3,5.0276285586587885,4.7208917736149658E-2,1.2220591528447677E-2,9.4565281544767288E-4,3.1628154562035604E-5,2.0204118106548208E-5,50.577419526252697,0.52489390566135175,0.52489006204735578,0.53148568112030237,8.3288225244301017E-2,8.3288225244301017E-2,8.3288225244301017E-2,8.3288225244301017E-2,null,null,26.10967490590815,null,null,2.3232908458864424E-6,0,0,24.467744620344547]
[402,0.46581691772885275,2.3290845886442639,{"$f":"IF('Calculation Sheet'!$D$59=\"YES\",(Vcc_max-C429)*ILIM_FINAL_TOL,(Vcc_max-C429)*($AE$13+IF(C429>=$AE$8,$AE$7,0)+(IF(C429>=$AE$6,C429,0)/$AE$5)+IF(C429>$AE$10,($AE$9/C429),0)))","v":4.8354802300579109},4.8600277028452936,2.2735736559146775,0.18127327058837395,1.9839645299679631E-4,3.9945948224877625E-3,1.4634706435527889E-3,5.0255431100915606,4.731344562170392E-2,1.2247756244741836E-2,9.4775751892584026E-4,3.1698555309489507E-5,2.0249090279200743E-5,50.583403693304987,0.525991423386035,0.5259875722736993,0.5325960463977335,8.3471886773936355E-2,8.3471886773936355E-2,8.3471886773936355E-2,8.3471886773936355E-2,null,null,26.112077055349008,null,null,2.3290845886442641E-6,0,0,24.471326637955979]
[403,0.46697566628041703,2.3348783314020851,{"$f":"IF('Calculation Sheet'!$D$59=\"YES\",(Vcc_max-C430)*ILIM_FINAL_TOL,(Vcc_max-C430)*($AE$13+IF(C430>=$AE$8,$AE$7,0)+(IF(C430>=$AE$6,C430,0)/$AE$5)+IF(C430>$AE$10,($AE$9/C430),0)))","v":4.8325834011821129},4.8571308745383899,2.2770835478471696,0.18166739835088563,1.9883680859944519E-4,4.0034573683138674E-3,1.462594435710507E-3,5.0234487205554954,4.7417908027304279E-2,1.2274904502917572E-2,9.498609611151565E-4,3.1768913904883789E-5,2.0294035524948129E-5,50.589340300958199,0.52708792479375077,0.52708406619283199,0.53370537857523637,8.3655429322079478E-2,8.3655429322079478E-2,8.3655429322079478E-2,8.3655429322079478E-2,null,null,26.114477420267729,null,null,2.334878331402085E-6,0,0,24.47486288069047]
[404,0.46813441483198137,2.3406720741599072,{"$f":"IF('Calculation Sheet'!$D$59=\"YES\",(Vcc_max-C431)*ILIM_FINAL_TOL,(Vcc_max-C431)*($AE$13+IF(C431>=$AE$8,$AE$7,0)+(IF(C431>=$AE$6,C431,0)/$AE$5)+IF(C431>$AE$10,($AE$9/C431),0)))","v":4.8296865722391775},4.8542340461643514,2.280584662372279,0.18206124742845997,1.992769003438255E-4,4.0123145841386432E-3,1.4617182278486851E-3,5.0213454885744664,4.7522304954378036E-2,1.2302036303067254E-2,9.5196314201739796E-4,3.1839230349106629E-5,2.0338953844678542E-5,50.595229587478819,0.5281834101430718,0.52817954406332213,0.53481367791913925,8.3838852893322269E-2,8.3838852893322269E-2,8.3838852893322269E-2,8.3838852893322269E-2,null,null,26.116876000897232,null,null,2.3406720741599071E-6,0,0,24.478353586581587]
[405,0.46929316338354565,2.3464658169177284,{"$f":"IF('Calculation Sheet'!$D$59=\"YES\",(Vcc_max-C432)*ILIM_FINAL_TOL,(Vcc_max-C432)*($AE$13+IF(C432>=$AE$8,$AE$7,0)+(IF(C432>=$AE$6,C432,0)/$AE$5)+IF(C432>$AE$10,($AE$9/C432),0)))","v":4.8267897432291083},4.8513372177231782,2.2840770115152349,0.18245481784468964,1.9971672822993725E-4,4.0211664699718597E-3,1.4608420199664351E-3,5.0192335115866662,4.7626636404351608E-2,1.2329151645283254E-2,9.5406406163167645E-4,3.1909504641269848E-5,2.0383845238391984E-5,50.601071788865838,0.52927787969250595,0.52927400614367404,0.53592094469570029,8.4022157492258387E-2,8.4022157492258387E-2,8.4022157492258387E-2,8.4022157492258387E-2,null,null,26.119272797470416,null,null,2.3464658169177284E-6,0,0,24.481798991395422]
[406,0.47045191193510999,2.35225955967555,{"$f":"IF('Calculation Sheet'!$D$59=\"YES\",(Vcc_max-C433)*ILIM_FINAL_TOL,(Vcc_max-C433)*($AE$13+IF(C433>=$AE$8,$AE$7,0)+(IF(C433>=$AE$6,C433,0)/$AE$5)+IF(C433>$AE$10,($AE$9/C433),0)))","v":4.8238929141519051},4.8484403892148693,2.2875606072847932,0.18284810962316822,2.0015629225778042E-4,4.0300130258232869E-3,1.4599658120637571E-3,5.0171128859565712,4.7730902378652296E-2,1.2356250529657054E-2,9.5616371995976834E-4,3.1979736782261625E-5,2.0428709706088455E-5,50.606867138875266,0.53037133370049538,0.53036745269232455,0.5370271791711092,8.4205343123479715E-2,8.4205343123479715E-2,8.4205343123479715E-2,8.4205343123479715E-2,null,null,26.121667810220099,null,null,2.3522595596755501E-6,0,0,24.485199328655167]
[407,0.47161066048667427,2.3580533024333716,{"$f":"IF('Calculation Sheet'!$D$59=\"YES\",(Vcc_max-C434)*ILIM_FINAL_TOL,(Vcc_max-C434)*($AE$13+IF(C434>=$AE$8,$AE$7,0)+(IF(C434>=$AE$6,C434,0)/$AE$5)+IF(C434>$AE$10,($AE$9/C434),0)))","v":4.8209960850075655},4.8455435606394266,2.2910354616732556,0.18324112278748483,2.0059559242735503E-4,4.0388542517026949E-3,1.4590896041406509E-3,5.0149837069867758,4.7835102878707403E-2,1.2383332956281912E-2,9.5826211700167363E-4,3.2049926771193782E-5,2.0473547247767954E-5,50.612615869044355,0.53146377242541654,0.53145988396764565,0.53813238161148824,8.4388409791579022E-2,8.4388409791579022E-2,8.4388409791579022E-2,8.4388409791579022E-2,null,null,26.124061039379086,null,null,2.3580533024333718E-6,0,0,24.488554829665269]
[408,0.47276940903823861,2.3638470451911933,{"$f":"IF('Calculation Sheet'!$D$59=\"YES\",(Vcc_max-C435)*ILIM_FINAL_TOL,(Vcc_max-C435)*($AE$13+IF(C435>=$AE$8,$AE$7,0)+(IF(C435>=$AE$6,C435,0)/$AE$5)+IF(C435>$AE$10,($AE$9/C435),0)))","v":4.8180992557960929},4.8426467319968483,2.2945015866564957,0.18363385736122773,2.0103462873866107E-4,4.0476901476198535E-3,1.4582133961971167E-3,5.0128460689296892,4.7939237905944232E-2,1.2410398925249311E-2,9.6035925275739231E-4,3.2120074608954496E-5,2.0518357862542302E-5,50.618318208715571,0.53255519612557922,0.53255130022794361,0.53923655228289036,8.457135750114908E-2,8.457135750114908E-2,8.457135750114908E-2,8.457135750114908E-2,null,null,26.126452485180106,null,null,2.3638470451911931E-6,0,0,24.491865723535465]
[409,0.47392815758980289,2.3696407879490149,{"$f":"IF('Calculation Sheet'!$D$59=\"YES\",(Vcc_max-C436)*ILIM_FINAL_TOL,(Vcc_max-C436)*($AE$13+IF(C436>=$AE$8,$AE$7,0)+(IF(C436>=$AE$6,C436,0)/$AE$5)+IF(C436>$AE$10,($AE$9/C436),0)))","v":4.8152024265174838},4.8397499032871352,2.2979589941939786,0.18402631336798247,2.0147340119258672E-4,4.0565207135845327E-3,1.4573371882331543E-3,5.0107000649991127,4.8043307461789198E-2,1.243744843665251E-2,9.6245512722870075E-4,3.219018029465559E-5,2.056314155129968E-5,50.623974385060301,0.53364560505922842,0.53364170173145808,0.54033969145130012,8.4754186256781772E-2,8.4754186256781772E-2,8.4754186256781772E-2,8.4754186256781772E-2,null,null,26.128842147855831,null,null,2.3696407879490148E-6,0,0,24.495132237204469]
[410,0.47508690614136723,2.3754345307068365,{"$f":"IF('Calculation Sheet'!$D$59=\"YES\",(Vcc_max-C437)*ILIM_FINAL_TOL,(Vcc_max-C437)*($AE$13+IF(C437>=$AE$8,$AE$7,0)+(IF(C437>=$AE$6,C437,0)/$AE$5)+IF(C437>$AE$10,($AE$9/C437),0)))","v":4.8123055971717408},4.8368530745102873,2.301407696228785,0.18441849083133288,2.019119097882438E-4,4.0653459496065025E-3,1.456460980249652E-3,5.0085457873816797,4.8147311547668714E-2,1.246448149058299E-2,9.6454974041471075E-4,3.2260243829185242E-5,2.0607898314040085E-5,50.629584623102247,0.53473499948454251,0.53473108873636299,0.54144179938263282,8.4936896063068978E-2,8.4936896063068978E-2,8.4936896063068978E-2,8.4936896063068978E-2,null,null,26.131230027638907,null,null,2.3754345307068366E-6,0,0,24.49835459546334]
[411,0.47624565469293156,2.3812282734646582,{"$f":"IF('Calculation Sheet'!$D$59=\"YES\",(Vcc_max-C438)*ILIM_FINAL_TOL,(Vcc_max-C438)*($AE$13+IF(C438>=$AE$8,$AE$7,0)+(IF(C438>=$AE$6,C438,0)/$AE$5)+IF(C438>$AE$10,($AE$9/C438),0)))","v":4.8094087677588622},4.8339562456663048,2.3048477046876337,0.18481038977486186,2.0235015452563232E-4,4.0741658556946447E-3,1.4555847722448334E-3,5.0063833272481792,4.8251250165010973E-2,1.2491498087133124E-2,9.6664309231719869E-4,3.2330265212543452E-5,2.0652628150763519E-5,50.635149145740627,0.535823379659635,0.53581946150076742,0.54254287634273624,8.5119486924601695E-2,8.5119486924601695E-2,8.5119486924601695E-2,8.5119486924601695E-2,null,null,26.1336161247619,null,null,2.3812282734646583E-6,0,0,24.501533020978727]
[412,0.47740440324449585,2.3870220162224793,{"$f":"IF('Calculation Sheet'!$D$59=\"YES\",(Vcc_max-C439)*ILIM_FINAL_TOL,(Vcc_max-C439)*($AE$13+IF(C439>=$AE$8,$AE$7,0)+(IF(C439>=$AE$6,C439,0)/$AE$5)+IF(C439>$AE$10,($AE$9/C439),0)))","v":4.8065119382788497},4.8310594167551866,2.3082790314809021,0.18520201022214788,2.0278813540475227E-4,4.0829804318587293E-3,1.4547085642204749E-3,5.0042127747647465,4.8355123315241499E-2,1.251849822639528E-2,9.6873518293616456E-4,3.2400244443842041E-5,2.0697331060581803E-5,50.640668173773129,0.53691074584255372,0.53690682028271564,0.54364292259738889,8.5301958845971804E-2,8.5301958845971804E-2,8.5301958845971804E-2,8.5301958845971804E-2,null,null,26.136000439457337,null,null,2.3870220162224791E-6,0,0,24.504667734315792]
[413,0.47856315179606018,2.3928157589803014,{"$f":"IF('Calculation Sheet'!$D$59=\"YES\",(Vcc_max-C440)*ILIM_FINAL_TOL,(Vcc_max-C440)*($AE$13+IF(C440>=$AE$8,$AE$7,0)+(IF(C440>=$AE$6,C440,0)/$AE$5)+IF(C440>$AE$10,($AE$9/C440),0)))","v":4.8036151087317007},4.8281625877769336,2.3117016885026516,0.18559335219677031,2.0322585242560365E-4,4.0917896781085261E-3,1.4538323561756883E-3,5.0020342191039351,4.8458930999787597E-2,1.2545481908460943E-2,9.7082601227160836E-4,3.2470181523969188E-5,2.0742007044383115E-5,50.646141925918577,0.53799709829128073,0.53799316534018349,0.5447419384123009,8.5484311831771187E-2,8.5484311831771187E-2,8.5484311831771187E-2,8.5484311831771187E-2,null,null,26.138382971957711,null,null,2.3928157589803013E-6,0,0,24.507758953960867]
[414,0.47972190034762446,2.3986095017381226,{"$f":"IF('Calculation Sheet'!$D$59=\"YES\",(Vcc_max-C441)*ILIM_FINAL_TOL,(Vcc_max-C441)*($AE$13+IF(C441>=$AE$8,$AE$7,0)+(IF(C441>=$AE$6,C441,0)/$AE$5)+IF(C441>$AE$10,($AE$9/C441),0)))","v":4.8007182791174179},4.825265758731546,2.3151156876306471,0.18598441572230406,2.0366330558907464E-4,4.1005935944538052E-3,1.4529561481104736E-3,4.9998477484556672,4.8562673220076569E-2,1.2572449133423369E-2,9.7291558032441827E-4,3.2540076452036715E-5,2.0786656102167456E-5,50.651570618839315,0.53908243726373239,0.53907849693108378,0.54583992405311399,8.5666545886590839E-2,8.5666545886590839E-2,8.5666545886590839E-2,8.5666545886590839E-2,null,null,26.140763722495446,null,null,2.3986095017381226E-6,0,0,24.510806896343869]
[415,0.4808806488991888,2.4044032444959442,{"$f":"IF('Calculation Sheet'!$D$59=\"YES\",(Vcc_max-C442)*ILIM_FINAL_TOL,(Vcc_max-C442)*($AE$13+IF(C442>=$AE$8,$AE$7,0)+(IF(C442>=$AE$6,C442,0)/$AE$5)+IF(C442>$AE$10,($AE$9/C442),0)))","v":4.7978214494360003},4.8223689296190235,2.3185210407263819,0.18637520082232406,2.0410049489427706E-4,4.1093921809043366E-3,1.4520799400248308E-3,4.9976534500380572,4.8666349977534828E-2,1.2599399901374042E-2,9.7500388709548247E-4,3.2609929228932799E-5,2.0831278233934825E-5,50.65695446716348,0.54016676301775846,0.54016281531326271,0.54693687978540151,8.5848661015021754E-2,8.5848661015021754E-2,8.5848661015021754E-2,8.5848661015021754E-2,null,null,26.143142691302931,null,null,2.4044032444959443E-6,0,0,24.51381177586055]
[416,0.48203939745075308,2.4101969872537659,{"$f":"IF('Calculation Sheet'!$D$59=\"YES\",(Vcc_max-C443)*ILIM_FINAL_TOL,(Vcc_max-C443)*($AE$13+IF(C443>=$AE$8,$AE$7,0)+(IF(C443>=$AE$6,C443,0)/$AE$5)+IF(C443>$AE$10,($AE$9/C443),0)))","v":4.7949246196874462},4.8194721004393664,2.3219177596350975,0.18676570752040078,2.0453742034121092E-4,4.1181854374698901E-3,1.4512037319187598E-3,4.9954514101081262,4.8769961273588791E-2,1.2626334212406221E-2,9.7709093258480095E-4,3.2679739853769263E-5,2.0875873438797043E-5,50.662293683506775,0.5412500758111447,0.54124612074450074,0.54803280587466841,8.6030657221654927E-2,8.6030657221654927E-2,8.6030657221654927E-2,8.6030657221654927E-2,null,null,26.145519878612475,null,null,2.410196987253766E-6,0,0,24.516773804894299]
[417,0.48319814600231742,2.4159907300115875,{"$f":"IF('Calculation Sheet'!$D$59=\"YES\",(Vcc_max-C444)*ILIM_FINAL_TOL,(Vcc_max-C444)*($AE$13+IF(C444>=$AE$8,$AE$7,0)+(IF(C444>=$AE$6,C444,0)/$AE$5)+IF(C444>$AE$10,($AE$9/C444),0)))","v":4.7920277898717591},4.8165752711925736,2.3253058561858078,0.18715593584010559,2.0497408193076438E-4,4.1269733641602357E-3,1.4503275237922608E-3,4.9932417139723873,4.8873507109665759E-2,1.2653252066611387E-2,9.791767167932619E-4,3.2749508327434285E-5,2.0920441717642291E-5,50.667588478494338,0.54233237590161121,0.54232841348251259,0.54912770258635035,8.6212534511080463E-2,8.6212534511080463E-2,8.6212534511080463E-2,8.6212534511080463E-2,null,null,26.147895284656364,null,null,2.4159907300115873E-6,0,0,24.519693193837973]
[418,0.4843568945538817,2.4217844727694087,{"$f":"IF('Calculation Sheet'!$D$59=\"YES\",(Vcc_max-C445)*ILIM_FINAL_TOL,(Vcc_max-C445)*($AE$13+IF(C445>=$AE$8,$AE$7,0)+(IF(C445>=$AE$6,C445,0)/$AE$5)+IF(C445>$AE$10,($AE$9/C445),0)))","v":4.7891309599889365},4.813678441878646,2.3286853421913198,0.18754588580500542,2.0541047966204928E-4,4.1357559609842554E-3,1.4494513156462219E-3,4.9910244459973239,4.8976987487191259E-2,1.2680153464081911E-2,9.8126123972086532E-4,3.2819234649039686E-5,2.0964983070470566E-5,50.67283906078206,0.54341366354681053,0.54340969378494819,0.55022157018581552,8.6394292887889357E-2,8.6394292887889357E-2,8.6394292887889357E-2,8.6394292887889357E-2,null,null,26.150268909666824,null,null,2.4217844727694086E-6,0,0,24.522570151115236]
[419,0.48551564310544604,2.4275782155272307,{"$f":"IF('Calculation Sheet'!$D$59=\"YES\",(Vcc_max-C446)*ILIM_FINAL_TOL,(Vcc_max-C446)*($AE$13+IF(C446>=$AE$8,$AE$7,0)+(IF(C446>=$AE$6,C446,0)/$AE$5)+IF(C446>$AE$10,($AE$9/C446),0)))","v":4.786234130038979},4.8107816124975837,2.3320562294482574,0.18793555743866719,2.0584661353506561E-4,4.144533227952607E-3,1.4485751074797548E-3,4.9887996896197464,4.9080402407593482E-2,1.2707038404910165E-2,9.8334450136849938E-4,3.2888918819473645E-5,2.100949749728187E-5,50.678045637077908,0.54449393900433218,0.54448996190939081,0.5513144089383637,8.6575932356671714E-2,8.6575932356671714E-2,8.6575932356671714E-2,8.6575932356671714E-2,null,null,26.152640753876039,null,null,2.4275782155272307E-6,0,0,24.525404883201869]
[420,0.48667439165701032,2.4333719582850519,{"$f":"IF('Calculation Sheet'!$D$59=\"YES\",(Vcc_max-C447)*ILIM_FINAL_TOL,(Vcc_max-C447)*($AE$13+IF(C447>=$AE$8,$AE$7,0)+(IF(C447>=$AE$6,C447,0)/$AE$5)+IF(C447>$AE$10,($AE$9/C447),0)))","v":4.783337300021886},4.8078847830493867,2.3354185297370824,0.18832495076465428,2.0628248355070156E-4,4.1533051650741726E-3,1.4476988992919715E-3,4.9865675273570362,4.9183751872297954E-2,1.2733906889188518E-2,9.8542650173705226E-4,3.2958560837847983E-5,2.1053984997188024E-5,50.683208412162841,0.54557320253169816,0.5455692181133589,0.55240621910922538,8.6757452922017642E-2,8.6757452922017642E-2,8.6757452922017642E-2,8.6757452922017642E-2,null,null,26.155010817516125,null,null,2.433371958285052E-6,0,0,24.528197594646716]
[421,0.48783314020857466,2.4391657010428736,{"$f":"IF('Calculation Sheet'!$D$59=\"YES\",(Vcc_max-C448)*ILIM_FINAL_TOL,(Vcc_max-C448)*($AE$13+IF(C448>=$AE$8,$AE$7,0)+(IF(C448>=$AE$6,C448,0)/$AE$5)+IF(C448>$AE$10,($AE$9/C448),0)))","v":4.7804404699376581},4.8049879535340549,2.3387722548221173,0.18871406580652916,2.0671808970806893E-4,4.1620717723587219E-3,1.4468226910846482E-3,4.984328040817279,4.9287035882731089E-2,1.2760758917008452E-2,9.8750724082652397E-4,3.302816070505088E-5,2.1098445571077207E-5,50.688327588911598,0.54665145438636564,0.54664746265430608,0.55349700096356358,8.6938854588517245E-2,8.6938854588517245E-2,8.6938854588517245E-2,8.6938854588517245E-2,null,null,26.157379100819153,null,null,2.4391657010428737E-6,0,0,24.530948488092445]
[422,0.48899188876013894,2.4449594438006952,{"$f":"IF('Calculation Sheet'!$D$59=\"YES\",(Vcc_max-C449)*ILIM_FINAL_TOL,(Vcc_max-C449)*($AE$13+IF(C449>=$AE$8,$AE$7,0)+(IF(C449>=$AE$6,C449,0)/$AE$5)+IF(C449>$AE$10,($AE$9/C449),0)))","v":4.7775436397862965},4.8020911239515884,2.3421174164515661,0.18910290258785079,2.0715343200805592E-4,4.1708330498160251E-3,1.4459464828568969E-3,4.9820813107092832,4.9390254440320192E-2,1.2787594488463228E-2,9.8958671863780268E-4,3.3097718421082334E-5,2.1142879218949417E-5,50.69340336831322,0.54772869482572695,0.54772469578961847,0.55458675476647201,8.712013736076063E-2,8.712013736076063E-2,8.712013736076063E-2,8.712013736076063E-2,null,null,26.159745604017161,null,null,2.444959443800695E-6,0,0,24.533657764296059]
[423,0.49015063731170327,2.4507531865585164,{"$f":"IF('Calculation Sheet'!$D$59=\"YES\",(Vcc_max-C450)*ILIM_FINAL_TOL,(Vcc_max-C450)*($AE$13+IF(C450>=$AE$8,$AE$7,0)+(IF(C450>=$AE$6,C450,0)/$AE$5)+IF(C450>$AE$10,($AE$9/C450),0)))","v":4.7746468095677992},4.7991942943019863,2.345454026357539,0.18949146113217807,2.0758851044977433E-4,4.179588997455852E-3,1.4450702746096056E-3,4.9798274168524905,4.9493407546491675E-2,1.2814413603644326E-2,9.9166493517088838E-4,3.3167233985054168E-5,2.1187285940804657E-5,50.698435949491326,0.54880492410710779,0.5488009177766191,0.55567548078297779,8.7301301243337015E-2,8.7301301243337015E-2,8.7301301243337015E-2,8.7301301243337015E-2,null,null,26.162110327342113,null,null,2.4507531865585163E-6,0,0,24.536325622149214]
[424,0.49130938586326756,2.456546929316338,{"$f":"IF('Calculation Sheet'!$D$59=\"YES\",(Vcc_max-C451)*ILIM_FINAL_TOL,(Vcc_max-C451)*($AE$13+IF(C451>=$AE$8,$AE$7,0)+(IF(C451>=$AE$6,C451,0)/$AE$5)+IF(C451>$AE$10,($AE$9/C451),0)))","v":4.7717499792821663},4.7962974645852494,2.3487820962560715,0.18987974146306641,2.0802332503411236E-4,4.1883396152879726E-3,1.444194066340998E-3,4.9775664381867752,4.9596495202671065E-2,1.2841216262645005E-2,9.9374189042666927E-4,3.3236707397854559E-5,2.1231665735754746E-5,50.703425529724264,0.54988014248776995,0.54987612887256354,0.55676317927803787,8.7482346240835618E-2,8.7482346240835618E-2,8.7482346240835618E-2,8.7482346240835618E-2,null,null,26.164473271025937,null,null,2.456546929316338E-6,0,0,24.538952258698327]
[425,0.49246813441483189,2.4623406720741601,{"$f":"IF('Calculation Sheet'!$D$59=\"YES\",(Vcc_max-C452)*ILIM_FINAL_TOL,(Vcc_max-C452)*($AE$13+IF(C452>=$AE$8,$AE$7,0)+(IF(C452>=$AE$6,C452,0)/$AE$5)+IF(C452>$AE$10,($AE$9/C452),0)))","v":4.7688531489293995},4.7934006348013778,2.3521016378471482,0.19026774360407117,2.0845787576018182E-4,4.1970849033212687E-3,1.4433178580519623E-3,4.9752984527821376,4.9699517410285665E-2,1.2868002465556749E-2,9.9581758440603352E-4,3.330613865859533E-5,2.1276018604687863E-5,50.708372304464866,0.55095435022490769,0.5509503293346425,0.55784985051654168,8.7663272357845656E-2,8.7663272357845656E-2,8.7663272357845656E-2,8.7663272357845656E-2,null,null,26.166834435300501,null,null,2.4623406720741601E-6,0,0,24.541537869164365]
[426,0.49362688296639617,2.4681344148319813,{"$f":"IF('Calculation Sheet'!$D$59=\"YES\",(Vcc_max-C453)*ILIM_FINAL_TOL,(Vcc_max-C453)*($AE$13+IF(C453>=$AE$8,$AE$7,0)+(IF(C453>=$AE$6,C453,0)/$AE$5)+IF(C453>$AE$10,($AE$9/C453),0)))","v":4.765956318509498},4.7905038049503714,2.3554126628147243,0.19065546757874241,2.0889216262887089E-4,4.2058248615663985E-3,1.4424416497433867E-3,4.9730235378482881,4.980247417076189E-2,1.2894772212471928E-2,9.9789201710898112E-4,3.3375527768164659E-5,2.1320344547604009E-5,50.713276467360203,0.55202754757565131,0.55202351941998185,0.55893549476331028,8.7844079598956348E-2,8.7844079598956348E-2,8.7844079598956348E-2,8.7844079598956348E-2,null,null,26.169193820397627,null,null,2.4681344148319814E-6,0,0,24.544082646962575]
[427,0.49478563151796051,2.4739281575898029,{"$f":"IF('Calculation Sheet'!$D$59=\"YES\",(Vcc_max-C454)*ILIM_FINAL_TOL,(Vcc_max-C454)*($AE$13+IF(C454>=$AE$8,$AE$7,0)+(IF(C454>=$AE$6,C454,0)/$AE$5)+IF(C454>$AE$10,($AE$9/C454),0)))","v":4.7630594880224599},4.7876069750322303,2.3587151828267485,0.19104291341063195,2.093261856392914E-4,4.2145594900322436E-3,1.441565441414383E-3,4.9707417697441301,4.9905365485526154E-2,1.2921525503482911E-2,9.9996518853640026E-4,3.3444874725674367E-5,2.1364643564503183E-5,50.71813821027088,0.55309973479706542,0.55309569938564174,0.56002011228309634,8.8024767968756912E-2,8.8024767968756912E-2,8.8024767968756912E-2,8.8024767968756912E-2,null,null,26.171551426549101,null,null,2.4739281575898027E-6,0,0,24.546586783721779]
[428,0.49594438006952479,2.4797219003476241,{"$f":"IF('Calculation Sheet'!$D$59=\"YES\",(Vcc_max-C455)*ILIM_FINAL_TOL,(Vcc_max-C455)*($AE$13+IF(C455>=$AE$8,$AE$7,0)+(IF(C455>=$AE$6,C455,0)/$AE$5)+IF(C455>$AE$10,($AE$9/C455),0)))","v":4.7601626574682898},4.7847101450469536,2.3620092095351826,0.1914300811232863,2.0975994479233151E-4,4.2232887887285742E-3,1.4406892330649512E-3,4.9684532239871313,5.0008191356004872E-2,1.2948262338681182E-2,1.0020370986882909E-3,3.3514179532012633E-5,2.1408915654497207E-5,50.722957723290349,0.55417091214614889,0.5541668694886166,0.56110370334058413,8.8205337471835676E-2,8.8205337471835676E-2,8.8205337471835676E-2,8.8205337471835676E-2,null,null,26.173907253986627,null,null,2.479721900347624E-6,0,0,24.549050469303722]
[429,0.49710312862108913,2.4855156431054461,{"$f":"IF('Calculation Sheet'!$D$59=\"YES\",(Vcc_max-C456)*ILIM_FINAL_TOL,(Vcc_max-C456)*($AE$13+IF(C456>=$AE$8,$AE$7,0)+(IF(C456>=$AE$6,C456,0)/$AE$5)+IF(C456>$AE$10,($AE$9/C456),0)))","v":4.7572658268469823},4.7818133149945421,2.3652947545760257,0.19181697074025283,2.1019344008710306E-4,4.2320127576651601E-3,1.4398130246950913E-3,4.9661579752625995,5.011095178362357E-2,1.297498271816E-2,1.0041077475655413E-3,3.3583442186291279E-5,2.1453160818474259E-5,50.727735194763902,0.55524107987983573,0.55523702998583602,0.56218626820039042,8.838578811278186E-2,8.838578811278186E-2,8.838578811278186E-2,8.838578811278186E-2,null,null,26.176261302941885,null,null,2.4855156431054461E-6,0,0,24.551473891822017]
[430,0.49826187717265341,2.4913093858632678,{"$f":"IF('Calculation Sheet'!$D$59=\"YES\",(Vcc_max-C457)*ILIM_FINAL_TOL,(Vcc_max-C457)*($AE$13+IF(C457>=$AE$8,$AE$7,0)+(IF(C457>=$AE$6,C457,0)/$AE$5)+IF(C457>$AE$10,($AE$9/C457),0)))","v":4.7543689961585409},4.7789164848749959,2.3685718295693348,0.19220358228507362,2.1062667152449421E-4,4.2407313968517713E-3,1.4389368163048033E-3,4.9638560974328501,5.021364676980955E-2,1.3001686642010846E-2,1.0061771351681514E-3,3.3652662689398483E-5,2.149737905643434E-5,50.732470811307394,0.55631023825499426,0.55630618113416297,0.5632678071270627,8.8566119896182904E-2,8.8566119896182904E-2,8.8566119896182904E-2,8.8566119896182904E-2,null,null,26.178613573646494,null,null,2.4913093858632678E-6,0,0,24.5538572376609]
[431,0.49942062572421775,2.497103128621089,{"$f":"IF('Calculation Sheet'!$D$59=\"YES\",(Vcc_max-C458)*ILIM_FINAL_TOL,(Vcc_max-C458)*($AE$13+IF(C458>=$AE$8,$AE$7,0)+(IF(C458>=$AE$6,C458,0)/$AE$5)+IF(C458>$AE$10,($AE$9/C458),0)))","v":4.7514721654029639},4.7760196546883149,2.3718404461192475,0.19258991578129248,2.1105963910450498E-4,4.2494447062981777E-3,1.4380606078940872E-3,4.9615476635462761,5.031627631598834E-2,1.3028374110326979E-2,1.0082452614970094E-3,3.3721841040446066E-5,2.154157036837745E-5,50.737164757825923,0.55737838752842706,0.55737432319039648,0.56434832038508187,8.8746332826628027E-2,8.8746332826628027E-2,8.8746332826628027E-2,8.8746332826628027E-2,null,null,26.180964066332024,null,null,2.4971031286210891E-6,0,0,24.556200691493899]
[432,0.50057937427578203,2.5028968713789106,{"$f":"IF('Calculation Sheet'!$D$59=\"YES\",(Vcc_max-C459)*ILIM_FINAL_TOL,(Vcc_max-C459)*($AE$13+IF(C459>=$AE$8,$AE$7,0)+(IF(C459>=$AE$6,C459,0)/$AE$5)+IF(C459>$AE$10,($AE$9/C459),0)))","v":4.748575334580253},4.7731228244344992,2.3751006158140031,0.19297597125244881,2.1149234282624718E-4,4.2581526860141494E-3,1.4371843994638311E-3,4.9592327458463181,5.0418840423586353E-2,1.3055045123199882E-2,1.0103121265530035E-3,3.3790977240322206E-5,2.1585734753415409E-5,50.741817217532088,0.55844552795687186,0.55844145641126985,0.56542780823885863,8.8926426908703782E-2,8.8926426908703782E-2,8.8926426908703782E-2,8.8926426908703782E-2,null,null,26.183312781230001,null,null,2.5028968713789104E-6,0,0,24.558504436302087]
[433,0.50173812282734631,2.5086906141367318,{"$f":"IF('Calculation Sheet'!$D$59=\"YES\",(Vcc_max-C460)*ILIM_FINAL_TOL,(Vcc_max-C460)*($AE$13+IF(C460>=$AE$8,$AE$7,0)+(IF(C460>=$AE$6,C460,0)/$AE$5)+IF(C460>$AE$10,($AE$9/C460),0)))","v":4.7456785036904057},4.7702259941135488,2.3783523502259647,0.19336174872208023,2.1192478269060899E-4,4.2668553360085681E-3,1.4363081910122588E-3,4.9569114157803309,5.0521339094030004E-2,1.3081699680721925E-2,1.0123777303361337E-3,3.3860071288138727E-5,2.1629872212436396E-5,50.746428371964271,0.55951165979700068,0.55950758105345066,0.56650627095273709,8.9106402146999386E-2,8.9106402146999386E-2,8.9106402146999386E-2,8.9106402146999386E-2,null,null,26.18565971857188,null,null,2.5086906141367317E-6,0,0,24.56076865339239]
[434,0.5028968713789107,2.5144843568945539,{"$f":"IF('Calculation Sheet'!$D$59=\"YES\",(Vcc_max-C461)*ILIM_FINAL_TOL,(Vcc_max-C461)*($AE$13+IF(C461>=$AE$8,$AE$7,0)+(IF(C461>=$AE$6,C461,0)/$AE$5)+IF(C461>$AE$10,($AE$9/C461),0)))","v":4.7427816727334244},4.7673291637254627,2.3815956609116413,0.19374724821372435,2.1235695869759041E-4,4.275552656292092E-3,1.4354319825411466E-3,4.9545837440083602,5.062377232874482E-2,1.310833778298548E-2,1.014442072847288E-3,3.3929123184783805E-5,2.1673982745440412E-5,50.750998401004622,0.56057678330542071,0.56057269737354254,0.56758370879099207,8.9286258546101394E-2,8.9286258546101394E-2,8.9286258546101394E-2,8.9286258546101394E-2,null,null,26.188004878589094,null,null,2.5144843568945539E-6,0,0,24.562993522415528]
[435,0.50405561993047499,2.5202780996523755,{"$f":"IF('Calculation Sheet'!$D$59=\"YES\",(Vcc_max-C462)*ILIM_FINAL_TOL,(Vcc_max-C462)*($AE$13+IF(C462>=$AE$8,$AE$7,0)+(IF(C462>=$AE$6,C462,0)/$AE$5)+IF(C462>$AE$10,($AE$9/C462),0)))","v":4.7398848417093085},4.7644323332702418,2.3848305594117081,0.19413246975091347,2.1278887084630327E-4,4.2842446468736028E-3,1.4345557740496062E-3,4.9522498004118169,5.0726140129158104E-2,1.3134959430082027E-2,1.0165051540864667E-3,3.3998132930257441E-5,2.1718066352427456E-5,50.755527482896731,0.56164089873867429,0.5616368056280816,0.56866012201783089,8.9465996110598134E-2,8.9465996110598134E-2,8.9465996110598134E-2,8.9465996110598134E-2,null,null,26.190348261513009,null,null,2.5202780996523756E-6,0,0,24.565179221383723]
[436,0.50521436848203927,2.5260718424101967,{"$f":"IF('Calculation Sheet'!$D$59=\"YES\",(Vcc_max-C463)*ILIM_FINAL_TOL,(Vcc_max-C463)*($AE$13+IF(C463>=$AE$8,$AE$7,0)+(IF(C463>=$AE$6,C463,0)/$AE$5)+IF(C463>$AE$10,($AE$9/C463),0)))","v":4.7369880106180569},4.7615355027478863,2.38805705725103,0.19451741335718076,2.1322051913763573E-4,4.2929313077628706E-3,1.4336795655376378E-3,4.9499096541020551,5.0828442496694493E-2,1.3161564622104827E-2,1.0185669740545578E-3,3.4067100523671456E-5,2.1762123032509351E-5,50.760015794263325,0.56270400635323714,0.56269990607354003,0.56973551089739249,8.9645614845077048E-2,8.9645614845077048E-2,8.9645614845077048E-2,8.9645614845077048E-2,null,null,26.192689867574941,null,null,2.5260718424101969E-6,0,0,24.567325926688383]
[437,0.50637311703360366,2.5318655851680187,{"$f":"IF('Calculation Sheet'!$D$59=\"YES\",(Vcc_max-C464)*ILIM_FINAL_TOL,(Vcc_max-C464)*($AE$13+IF(C464>=$AE$8,$AE$7,0)+(IF(C464>=$AE$6,C464,0)/$AE$5)+IF(C464>$AE$10,($AE$9/C464),0)))","v":4.7340911794596714},4.7586386721583951,2.3912751659386826,0.19490207905605583,2.1365190357158781E-4,4.3016126389696652E-3,1.4328033570052412E-3,4.94756337342886,5.093067943278129E-2,1.318815335914536E-2,1.0206275327524494E-3,3.413602596591403E-5,2.1806152786574273E-5,50.764463510123619,0.56376610640552016,0.56376199896632428,0.5708098756937483,8.9825114754124691E-2,8.9825114754124691E-2,8.9825114754124691E-2,8.9825114754124691E-2,null,null,26.195029697006156,null,null,2.5318655851680186E-6,0,0,24.569433813117463]
[438,0.50753186558516794,2.5376593279258399,{"$f":"IF('Calculation Sheet'!$D$59=\"YES\",(Vcc_max-C465)*ILIM_FINAL_TOL,(Vcc_max-C465)*($AE$13+IF(C465>=$AE$8,$AE$7,0)+(IF(C465>=$AE$6,C465,0)/$AE$5)+IF(C465>$AE$10,($AE$9/C465),0)))","v":4.7311943482341494},4.75574184150177,2.3944848969679731,0.19528646687106654,2.140830241481595E-4,4.3102886405037566E-3,1.4319271484524165E-3,4.9452110259888409,5.1032850938844021E-2,1.3214725641296887E-2,1.0226868301801417E-3,3.4204909256096983E-5,2.1850155614622224E-5,50.768870803910538,0.5648271991518703,0.56482308456277686,0.57188321667090136,9.0004495842327614E-2,9.0004495842327614E-2,9.0004495842327614E-2,9.0004495842327614E-2,null,null,26.19736775003787,null,null,2.5376593279258399E-6,0,0,24.571503053872668]
[439,0.50869061413673222,2.5434530706836616,{"$f":"IF('Calculation Sheet'!$D$59=\"YES\",(Vcc_max-C466)*ILIM_FINAL_TOL,(Vcc_max-C466)*($AE$13+IF(C466>=$AE$8,$AE$7,0)+(IF(C466>=$AE$6,C466,0)/$AE$5)+IF(C466>$AE$10,($AE$9/C466),0)))","v":4.7282975169414954},4.7528450107780094,2.3976862618164629,0.19567057682573896,2.1451388086646261E-4,4.3189593123749148E-3,1.4310509398800519E-3,4.9428526786337263,5.1134957016309102E-2,1.324128146865089E-2,1.0247448663385228E-3,3.4273750395108493E-5,2.1894131516653204E-5,50.773237847487657,0.56588728484856698,0.56588316311917275,0.57295553409278632,9.018375811427326E-2,9.018375811427326E-2,9.018375811427326E-2,9.018375811427326E-2,null,null,26.199704026901259,null,null,2.5434530706836616E-6,0,0,24.573533820586398]
[440,0.5098493626882965,2.5492468134414827,{"$f":"IF('Calculation Sheet'!$D$59=\"YES\",(Vcc_max-C467)*ILIM_FINAL_TOL,(Vcc_max-C467)*($AE$13+IF(C467>=$AE$8,$AE$7,0)+(IF(C467>=$AE$6,C467,0)/$AE$5)+IF(C467>$AE$10,($AE$9/C467),0)))","v":4.7254006855817039},4.7499481799871139,2.400879271945989,0.19605440894359827,2.1494447372738534E-4,4.3276246545920216E-3,1.4301747312863711E-3,4.9404883974785774,5.1236997666602058E-2,1.3267820841299738E-2,1.0268016412275927E-3,3.4342549382060383E-5,2.1938080491779033E-5,50.777564811166123,0.56694636375182661,0.56694223489172391,0.57402682822326945,9.0362901574548182E-2,9.0362901574548182E-2,9.0362901574548182E-2,9.0362901574548182E-2,null,null,26.202038527827433,null,null,2.5492468134414829E-6,0,0,24.575526283338689]
[441,0.5110081112398609,2.5550405561993048,{"$f":"IF('Calculation Sheet'!$D$59=\"YES\",(Vcc_max-C468)*ILIM_FINAL_TOL,(Vcc_max-C468)*($AE$13+IF(C468>=$AE$8,$AE$7,0)+(IF(C468>=$AE$6,C468,0)/$AE$5)+IF(C468>$AE$10,($AE$9/C468),0)))","v":4.7225038541547786},4.7470513491290838,2.4040639388026852,0.19643796324816609,2.1537480273092768E-4,4.3362846671657351E-3,1.4292985226731503E-3,4.9381182479099017,5.1338972891148416E-2,1.3294343759335803E-2,1.0288571548482395E-3,3.4411306217840831E-5,2.1982002540887891E-5,50.781851863721272,0.56800443611779894,0.56800030013657565,0.57509709932615038,9.0541926227738934E-2,9.0541926227738934E-2,9.0541926227738934E-2,9.0541926227738934E-2,null,null,26.204371253047469,null,null,2.555040556199305E-6,0,0,24.577480610673803]
[442,0.51216685979142518,2.5608342989571264,{"$f":"IF('Calculation Sheet'!$D$59=\"YES\",(Vcc_max-C469)*ILIM_FINAL_TOL,(Vcc_max-C469)*($AE$13+IF(C469>=$AE$8,$AE$7,0)+(IF(C469>=$AE$6,C469,0)/$AE$5)+IF(C469>$AE$10,($AE$9/C469),0)))","v":4.7196070226607176},4.7441545182039189,2.4072402738170031,0.1968212397629614,2.1580486787708963E-4,4.3449393501049371E-3,1.4284223140395014E-3,4.9357422945936849,5.144088269137459E-2,1.3320850222850567E-2,1.0309114072004633E-3,3.4480020901561659E-5,2.2025897663979777E-5,50.786099172408989,0.5690615022025689,0.56905735910980937,0.57616634766515951,9.0720832078431179E-2,9.0720832078431179E-2,9.0720832078431179E-2,9.0720832078431179E-2,null,null,26.206702202792368,null,null,2.5608342989571263E-6,0,0,24.579396969616621]
[443,0.51332560834298946,2.5666280417149476,{"$f":"IF('Calculation Sheet'!$D$59=\"YES\",(Vcc_max-C470)*ILIM_FINAL_TOL,(Vcc_max-C470)*($AE$13+IF(C470>=$AE$8,$AE$7,0)+(IF(C470>=$AE$6,C470,0)/$AE$5)+IF(C470>$AE$10,($AE$9/C470),0)))","v":4.7167101910995228},4.7412576872116192,2.410408288403735,0.19720423851150315,2.162346691658712E-4,4.3535887034193976E-3,1.4275461053854244E-3,4.9333606014833267,5.1542727068706995E-2,1.3347340231937288E-2,1.0329643982860404E-3,3.4548693434111044E-5,2.2069765861054691E-5,50.790306902982202,0.57011756226215748,0.57011341206743982,0.57723457350395879,9.0899619131211473E-2,9.0899619131211473E-2,9.0899619131211473E-2,9.0899619131211473E-2,null,null,26.209031377293105,null,null,2.5666280417149476E-6,0,0,24.581275525689097]
[444,0.51448435689455374,2.5724217844727693,{"$f":"IF('Calculation Sheet'!$D$59=\"YES\",(Vcc_max-C471)*ILIM_FINAL_TOL,(Vcc_max-C471)*($AE$13+IF(C471>=$AE$8,$AE$7,0)+(IF(C471>=$AE$6,C471,0)/$AE$5)+IF(C471>$AE$10,($AE$9/C471),0)))","v":4.7138133594711915},4.7383608561521839,2.413567993962034,0.19758695951730765,2.1666420659727237E-4,4.3622327271197747E-3,1.4266698967109193E-3,4.9309732318274966,5.1644506024570269E-2,1.337381378668745E-2,1.0350161281040826E-3,3.4617323814600809E-5,2.2113607131224455E-5,50.794475219706705,0.57117261655251905,0.57116845926541782,0.5783017771061445,9.107828739066548E-2,9.107828739066548E-2,9.107828739066548E-2,9.107828739066548E-2,null,null,26.211358776780603,null,null,2.5724217844727693E-6,0,0,24.583116442926102]
[445,0.51564310544611813,2.5782155272305913,{"$f":"IF('Calculation Sheet'!$D$59=\"YES\",(Vcc_max-C472)*ILIM_FINAL_TOL,(Vcc_max-C472)*($AE$13+IF(C472>=$AE$8,$AE$7,0)+(IF(C472>=$AE$6,C472,0)/$AE$5)+IF(C472>$AE$10,($AE$9/C472),0)))","v":4.7109165277757254},4.7354640250256139,2.416719401875437,0.19796940280388942,2.1709348017129315E-4,4.3708714212149502E-3,1.425793688015986E-3,4.9285802481778971,5.1746219560391715E-2,1.340027088719431E-2,1.0370665966554782E-3,3.4685912043919132E-5,2.2157421475377248E-5,50.798604285377365,0.57222666532954314,0.57222250095962846,0.57936795873524272,9.1256836861378865E-2,9.1256836861378865E-2,9.1256836861378865E-2,9.1256836861378865E-2,null,null,26.213684401485715,null,null,2.5782155272305914E-6,0,0,24.584919883891651]
[446,0.51680185399768241,2.5840092699884125,{"$f":"IF('Calculation Sheet'!$D$59=\"YES\",(Vcc_max-C473)*ILIM_FINAL_TOL,(Vcc_max-C473)*($AE$13+IF(C473>=$AE$8,$AE$7,0)+(IF(C473>=$AE$6,C473,0)/$AE$5)+IF(C473>$AE$10,($AE$9/C473),0)))","v":4.7080196960131264},4.7325671938319092,2.4198625235118834,0.19835156839475943,2.1752248988793355E-4,4.3795047857138059E-3,1.4249174793006247E-3,4.9261817123969465,5.1847867677595971E-2,1.3426711533549351E-2,1.0391158039411152E-3,3.4754458121177834E-5,2.2201208893513069E-5,50.802694261333592,0.57327970884905355,0.57327553740589199,0.58043311865471203,9.1435267547937293E-2,9.1435267547937293E-2,9.1435267547937293E-2,9.1435267547937293E-2,null,null,26.216008251639259,null,null,2.5840092699884127E-6,0,0,24.586686009694333]
[447,0.5179606025492467,2.5898030127462341,{"$f":"IF('Calculation Sheet'!$D$59=\"YES\",(Vcc_max-C474)*ILIM_FINAL_TOL,(Vcc_max-C474)*($AE$13+IF(C474>=$AE$8,$AE$7,0)+(IF(C474>=$AE$6,C474,0)/$AE$5)+IF(C474>$AE$10,($AE$9/C474),0)))","v":4.7051228641833909},4.7296703625710697,2.4229973702237397,0.19873345631342865,2.1795123574630537E-4,4.3881328206269998E-3,1.4240412705657235E-3,4.923777685665371,5.1949450377609452E-2,1.3453135725844945E-2,1.041163749961882E-3,3.4822962047265094E-5,2.2244969385631919E-5,50.806745307475161,0.57433174736681103,0.57432756885996383,0.58149725712794442,9.1613579454925542E-2,9.1613579454925542E-2,9.1613579454925542E-2,9.1613579454925542E-2,null,null,26.218330327472003,null,null,2.589803012746234E-6,0,0,24.588414980003158]
[448,{"$f":"($AE$11/2000)*(A475)","v":0.51911935110081098},{"$f":"$AE$13*B475*10^-3/($AE$4*10^-6)","v":2.5955967555040553},{"$f":"IF('Calculation Sheet'!$D$59=\"YES\",(Vcc_max-C475)*ILIM_FINAL_TOL,(Vcc_max-C475)*($AE$13+IF(C475>=$AE$8,$AE$7,0)+(IF(C475>=$AE$6,C475,0)/$AE$5)+IF(C475>$AE$10,($AE$9/C475),0)))","v":4.7022260322865215},4.7267735312430954,2.4261239533478189,0.19911506658340539,2.1837971774729681E-4,4.3967555259643021E-3,1.423165061809506E-3,4.9213682284897198,5.2050967661857683E-2,1.3479543464172572E-2,1.0432104347177784E-3,3.4891423821292733E-5,2.2288702950845618E-5,50.810757582277411,0.57538278113850971,0.57537859557753368,0.58256037441826169,9.1791772586929277E-2,9.1791772586929277E-2,9.1791772586929277E-2,9.1791772586929277E-2,null,null,26.220650629214656,null,null,{"$f":"IF(C475>=$AE$6,C475,0)/$AE$5","v":2.5955967555040553E-6},{"$f":"IF(C475>=$AE$8,$AE$7,0)","v":0},{"$f":"IF(C475>$AE$10,($AE$9/C475),0)","v":0},{"$f":"(Q475-AA475)*IF((Vcc_max-C475)>$F$4,1,0)","v":24.590106953062755}]
[449,0.52027809965237537,2.6013904982618774,{"$f":"IF('Calculation Sheet'!$D$59=\"YES\",(Vcc_max-C476)*ILIM_FINAL_TOL,(Vcc_max-C476)*($AE$13+IF(C476>=$AE$8,$AE$7,0)+(IF(C476>=$AE$6,C476,0)/$AE$5)+IF(C476>$AE$10,($AE$9/C476),0)))","v":4.6993292003225156},{"$f":"(D475+((((EXP(-(B476-B475)*10^-3/$F$14)))*(E475-D475))))","v":4.7238766998479855},{"$f":"(D475+((((EXP(-(B476-B475)*10^-3/$F$15)))*(F475-D475))))","v":2.4292422842054022},{"$f":"(D475+((((EXP(-(B476-B475)*10^-3/$F$16)))*(G475-D475))))","v":0.19949639922819529},{"$f":"(D475+((((EXP(-(B476-B475)*10^-3/$F$17)))*(H475-D475))))","v":2.1880793589090786E-4},{"$f":"(D475+((((EXP(-(B476-B475)*10^-3/$F$18)))*(I475-D475))))","v":4.4053729017345944E-3},{"$f":"(D475+((((EXP(-(B476-B475)*10^-3/$F$19)))*(JX475-D475))))","v":1.4222888530337485E-3},{"$f":"(D475+((((EXP(-(B476-B475)*10^-3/$F$20)))*(K475-D475))))","v":4.9189534007097926},{"$f":"(D475+((((EXP(-(B476-B475)*10^-3/$F$21)))*(L475-D475))))","v":5.2152419531766192E-2},{"$f":"(D475+((((EXP(-(B476-B475)*10^-3/$F$22)))*(M475-D475))))","v":1.3505934748625492E-2},1.0452558582088045E-3,3.495984344414893E-5,2.2332409590042346E-5,50.814731242806673,{"$f":"(D475+((((EXP(-(B476-B475)*10^-3/$B$14)))*(R475-D475))))","v":0.57643281041977801},{"$f":"(D475+((((EXP(-(B476-B475)*10^-3/$B$15)))*(S475-D475))))","v":0.57642861781422639},{"$f":"(D475+((((EXP(-(B476-B475)*10^-3/$B$16)))*(T475-D475))))","v":0.58362247078891993},{"$f":"(D475+((((EXP(-(B476-B475)*10^-3/$B$17)))*(U475-D475))))","v":9.1969846948534162E-2},{"$f":"(D475+((((EXP(-(B476-B475)*10^-3/$B$18)))*(V475-D475))))","v":9.1969846948534162E-2},9.1969846948534162E-2,9.1969846948534162E-2,null,null,26.222969157097904,null,null,2.6013904982618774E-6,0,0,24.591762085708769]
[450,0.52143684820393965,2.6071842410196986,{"$f":"IF('Calculation Sheet'!$D$59=\"YES\",(Vcc_max-C477)*ILIM_FINAL_TOL,(Vcc_max-C477)*($AE$13+IF(C477>=$AE$8,$AE$7,0)+(IF(C477>=$AE$6,C477,0)/$AE$5)+IF(C477>$AE$10,($AE$9/C477),0)))","v":4.6964323682913767},4.7209798683857409,2.4323523741022597,0.19987745427130221,2.1923589017713851E-4,4.4139849479476467E-3,1.421412644237563E-3,4.9165332615059869,5.2253805988760504E-2,1.3532309579296076E-2,{"$f":"(D476+((((EXP(-(B477-B476)*10^-3/$F$23)))*(N476-D476))))","v":1.0473000204358485E-3},{"$f":"(D476+((((EXP(-(B477-B476)*10^-3/$F$24)))*(O476-D476))))","v":3.5028220914945507E-5},{"$f":"(D476+((((EXP(-(B477-B476)*10^-3/$F$25)))*(P476-D476))))","v":2.2376089303222102E-5},{"$f":"$C$6+(E477*$G$14)+(F477*$G$15)+(G477*$G$16)+(H477*$G$17)+(I477*$G$18)+(J477*$G$19)+(K477*$G$20)+(L477*$G$21)+(M477*$G$22)","v":50.818666444735179},0.57748183546618126,0.57747763582560196,0.58468354650310594,9.2147802544324087E-2,9.2147802544324087E-2,{"$f":"(D476+((((EXP(-(B477-B476)*10^-3/$B$19)))*(W476-D476))))","v":9.2147802544324087E-2},{"$f":"(D476+((((EXP(-(B477-B476)*10^-3/$B$20)))*(X476-D476))))","v":9.2147802544324087E-2},null,null,{"$f":"$C$6+(R477*$C$14)+(S477*$C$15)+(T477*$C$16)+(U477*$C$17)+(V477*$C$18)+(W477*$C$19)+(X477*$C$20)","v":26.225285911352337},null,null,2.6071842410196987E-6,0,0,24.593380533382842]
[451,0.52259559675550393,2.6129779837775198,{"$f":"IF('Calculation Sheet'!$D$59=\"YES\",(Vcc_max-C478)*ILIM_FINAL_TOL,(Vcc_max-C478)*($AE$13+IF(C478>=$AE$8,$AE$7,0)+(IF(C478>=$AE$6,C478,0)/$AE$5)+IF(C478>$AE$10,($AE$9/C478),0)))","v":4.6935355361931022},4.7180830368563615,2.4354542343286729,0.20025823173622914,2.1966358060598878E-4,4.4225916646141172E-3,1.4205364354209493E-3,4.9141078694065641,5.2355127034266147E-2,1.3558667956275805E-2,1.0493429213997985E-3,3.5096556234570642E-5,2.2419742089496708E-5,50.822563342356013,0.5785298565332182,0.5785256498671556,0.58574360182393992,9.2325639378883828E-2,9.2325639378883828E-2,9.2325639378883828E-2,9.2325639378883828E-2,null,null,26.227600892208535,null,null,2.6129779837775196E-6,0,0,24.594962450147477]
[452,0.52375434530706821,2.618771726535341,{"$f":"IF('Calculation Sheet'!$D$59=\"YES\",(Vcc_max-C479)*ILIM_FINAL_TOL,(Vcc_max-C479)*($AE$13+IF(C479>=$AE$8,$AE$7,0)+(IF(C479>=$AE$6,C479,0)/$AE$5)+IF(C479>$AE$10,($AE$9/C479),0)))","v":4.6906387040276929},4.7151862052598474,2.438547876159455,0.20063873164647639,2.2009100717834684E-4,4.4311930517428877E-3,1.4196602265839076E-3,4.9116772822948365,5.2456382669709534E-2,1.3585009879657051E-2,1.0513845611006545E-3,3.5164849403024334E-5,2.2463367949754343E-5,50.826422088597901,0.57957687387632362,0.57957266019431675,0.58680263701447277,9.2503357456798163E-2,9.2503357456798163E-2,9.2503357456798163E-2,9.2503357456798163E-2,null,null,26.229914099897005,null,null,2.6187717265353409E-6,0,0,24.596507988700896]
[453,0.52491309385863261,2.624565469293163,{"$f":"IF('Calculation Sheet'!$D$59=\"YES\",(Vcc_max-C480)*ILIM_FINAL_TOL,(Vcc_max-C480)*($AE$13+IF(C480>=$AE$8,$AE$7,0)+(IF(C480>=$AE$6,C480,0)/$AE$5)+IF(C480>$AE$10,($AE$9/C480),0)))","v":4.6877418717951471},4.7122893735961977,2.4416333108539732,0.20101895402554248,2.2051816989332451E-4,4.4397891093437281E-3,1.4187840177273259E-3,4.9092415574162729,5.2557572896515303E-2,1.3611335349532183E-2,1.0534249395393047E-3,3.5233100419418406E-5,2.2506966883995005E-5,50.830242835039712,0.58062288775086657,0.58061866706245091,0.5878606523376888,9.2680956782650981E-2,9.2680956782650981E-2,9.2680956782650981E-2,9.2680956782650981E-2,null,null,26.232225534648212,null,null,2.624565469293163E-6,0,0,24.598017300391501]
[454,0.52607184241019689,2.6303592120509847,{"$f":"IF('Calculation Sheet'!$D$59=\"YES\",(Vcc_max-C481)*ILIM_FINAL_TOL,(Vcc_max-C481)*($AE$13+IF(C481>=$AE$8,$AE$7,0)+(IF(C481>=$AE$6,C481,0)/$AE$5)+IF(C481>$AE$10,($AE$9/C481),0)))","v":4.6848450394954675},4.7093925418654141,2.444710549656167,0.20139889889692242,2.2094506875092179E-4,4.4483798374255201E-3,1.4179078088494279E-3,4.9068007513855294,5.265869771610987E-2,1.3637644365993573E-2,1.0554640567166373E-3,3.5301309284641036E-5,2.2550538892218697E-5,50.834025731924953,0.58166789841215127,0.58166367072685699,0.58891764805650393,9.2858437361027057E-2,9.2858437361027057E-2,9.2858437361027057E-2,9.2858437361027057E-2,null,null,26.23453519669258,null,null,2.6303592120509847E-6,0,0,24.599490535232373]
[455,0.52723059096176117,2.6361529548088058,{"$f":"IF('Calculation Sheet'!$D$59=\"YES\",(Vcc_max-C482)*ILIM_FINAL_TOL,(Vcc_max-C482)*($AE$13+IF(C482>=$AE$8,$AE$7,0)+(IF(C482>=$AE$6,C482,0)/$AE$5)+IF(C482>$AE$10,($AE$9/C482),0)))","v":4.681948207128654},4.7064957100674949,2.4477796037945732,0.20177856628411028,2.2137170375113868E-4,4.456965235998922E-3,1.41703159995199E-3,4.9043549201933994,5.2759757129917872E-2,1.3663936929133591E-2,1.0575019126326524E-3,3.5369475997804045E-5,2.2594083973537238E-5,50.837770928175928,0.58271190611541712,0.5827076714427708,0.58997362443376566,9.3035799196509394E-2,9.3035799196509394E-2,9.3035799196509394E-2,9.3035799196509394E-2,null,null,26.236843086260453,null,null,2.636152954808806E-6,0,0,24.600927841915475]
[456,0.52838933951332545,2.6419466975666275,{"$f":"IF('Calculation Sheet'!$D$59=\"YES\",(Vcc_max-C483)*ILIM_FINAL_TOL,(Vcc_max-C483)*($AE$13+IF(C483>=$AE$8,$AE$7,0)+(IF(C483>=$AE$6,C483,0)/$AE$5)+IF(C483>$AE$10,($AE$9/C483),0)))","v":4.679051374694704},4.7035988782024409,2.4508404844823448,0.20215795621059929,2.2179807489397518E-4,4.4655453050728156E-3,1.4161553910332358E-3,4.901904119213687,5.2860751139365725E-2,1.3690213039043719E-2,1.059538507288238E-3,3.5437600559795612E-5,2.2637602128838807E-5,50.841478571407926,0.58375491111583866,0.58375066946536247,0.59102858173225581,9.3213042293682769E-2,9.3213042293682769E-2,9.3213042293682769E-2,9.3213042293682769E-2,null,null,26.239149203582169,null,null,2.6419466975666273E-6,0,0,24.602329367825757]
[457,0.52954808806488984,2.6477404403244491,{"$f":"IF('Calculation Sheet'!$D$59=\"YES\",(Vcc_max-C484)*ILIM_FINAL_TOL,(Vcc_max-C484)*($AE$13+IF(C484>=$AE$8,$AE$7,0)+(IF(C484>=$AE$6,C484,0)/$AE$5)+IF(C484>$AE$10,($AE$9/C484),0)))","v":4.6761545421936201},4.7007020462702522,2.4538932029172722,0.20253706869987997,2.222241821794313E-4,4.4741200446578588E-3,1.4152791820949417E-3,4.8994484032100081,5.2961679745878065E-2,1.3716472695817217E-2,1.0615738406833941E-3,3.5505682969727559E-5,2.2681093358123405E-5,50.845148807943183,0.5847969136685256,0.58479266504973637,0.59208252021468599,9.339016665713018E-2,9.339016665713018E-2,9.339016665713018E-2,9.339016665713018E-2,null,null,26.241453548887979,null,null,2.647740440324449E-6,0,0,24.603695259055204]
[458,0.53070683661645413,2.6535341830822707,{"$f":"IF('Calculation Sheet'!$D$59=\"YES\",(Vcc_max-C485)*ILIM_FINAL_TOL,(Vcc_max-C485)*($AE$13+IF(C485>=$AE$8,$AE$7,0)+(IF(C485>=$AE$6,C485,0)/$AE$5)+IF(C485>$AE$10,($AE$9/C485),0)))","v":4.6732577096253998},4.6978052142709288,2.4569377702818036,0.20291590377543933,2.2265002560750702E-4,4.4826894547629337E-3,1.4144029731362195E-3,4.8969878263425128,5.306254295088042E-2,1.3742715899545566E-2,1.063607912819009E-3,3.5573723228488063E-5,2.2724557661391032E-5,50.848781782824538,0.58583791402852192,0.58583365845093294,0.59313544014370123,9.356717229143463E-2,9.356717229143463E-2,9.356717229143463E-2,9.356717229143463E-2,null,null,26.243756122408087,null,null,2.6535341830822707E-6,0,0,24.605025660416452]
[459,0.53186558516801841,2.6593279258400924,{"$f":"IF('Calculation Sheet'!$D$59=\"YES\",(Vcc_max-C486)*ILIM_FINAL_TOL,(Vcc_max-C486)*($AE$13+IF(C486>=$AE$8,$AE$7,0)+(IF(C486>=$AE$6,C486,0)/$AE$5)+IF(C486>$AE$10,($AE$9/C486),0)))","v":4.6703608769900473},4.6949083822044697,2.4599741977430685,0.20329446146076435,2.2307560517820235E-4,4.49125353539781E-3,1.4135267641570692E-3,4.8945224421745372,5.3163340755798316E-2,1.3768942650321137E-2,1.0656407236950827E-3,3.5641721335188947E-5,2.2767995037753508E-5,50.852377639829243,0.58687791245080767,0.58687364992392776,0.59418734178187993,9.3744059201180008E-2,9.3744059201180008E-2,9.3744059201180008E-2,9.3744059201180008E-2,null,null,26.24605692437267,null,null,2.6593279258400924E-6,0,0,24.606320715456572]
[460,0.53302433371958269,2.6651216685979136,{"$f":"IF('Calculation Sheet'!$D$59=\"YES\",(Vcc_max-C487)*ILIM_FINAL_TOL,(Vcc_max-C487)*($AE$13+IF(C487>=$AE$8,$AE$7,0)+(IF(C487>=$AE$6,C487,0)/$AE$5)+IF(C487>$AE$10,($AE$9/C487),0)))","v":4.6674640442875575},4.6920115500708759,2.4630024964528965,0.20367274177933936,2.2350092089240547E-4,4.4998122865722578E-3,1.412650555158379E-3,4.8920523036791765,5.3264073162057279E-2,1.37951529482363E-2,1.0676722733125033E-3,3.5709677290718389E-5,2.2811405488099012E-5,50.855936521482377,0.58791690919029715,0.58791263972363073,0.59523822539173032,9.3920827390949313E-2,9.3920827390949313E-2,9.3920827390949313E-2,9.3920827390949313E-2,null,null,26.248355955011849,null,null,2.6651216685979137E-6,0,0,24.607580566470528]
[461,0.53418308227114708,2.6709154113557356,{"$f":"IF('Calculation Sheet'!$D$59=\"YES\",(Vcc_max-C488)*ILIM_FINAL_TOL,(Vcc_max-C488)*($AE$13+IF(C488>=$AE$8,$AE$7,0)+(IF(C488>=$AE$6,C488,0)/$AE$5)+IF(C488>$AE$10,($AE$9/C488),0)))","v":4.6645672115179337},4.6891147178701473,2.4660226775478384,0.20405074475464691,2.2392597274922821E-4,4.5083657082960471E-3,1.4117743461383725E-3,4.8895774632457911,5.3364740171082836E-2,1.3821346793383427E-2,1.0697025616721589E-3,3.577759109418821E-5,2.2854789012427545E-5,50.859458569070135,0.58895490450184074,0.58895062810488774,0.59628809123569493,9.4097476865324658E-2,9.4097476865324658E-2,9.4097476865324658E-2,9.4097476865324658E-2,null,null,26.250653214555665,null,null,2.6709154113557354E-6,0,0,24.60880535451447]
[462,0.53534183082271136,2.6767091541135568,{"$f":"IF('Calculation Sheet'!$D$59=\"YES\",(Vcc_max-C489)*ILIM_FINAL_TOL,(Vcc_max-C489)*($AE$13+IF(C489>=$AE$8,$AE$7,0)+(IF(C489>=$AE$6,C489,0)/$AE$5)+IF(C489>$AE$10,($AE$9/C489),0)))","v":4.6616703786811753},4.686217885602284,2.4690347521491876,0.20442847041016687,2.2435076074867055E-4,4.5169138005789478E-3,1.4108981370988261E-3,4.8870979726864423,5.3465341784299625E-2,1.3847524185853999E-2,1.0717315887740497E-3,3.5845462746486589E-5,2.2898145610739107E-5,50.862943922653173,0.58999189864022394,0.58998761532247901,0.59733693957614786,9.4274007628889933E-2,9.4274007628889933E-2,9.4274007628889933E-2,9.4274007628889933E-2,null,null,26.25294870323415,null,null,2.6767091541135567E-6,0,0,24.609995219419023]
[463,0.53650057937427564,2.6825028968713784,{"$f":"IF('Calculation Sheet'!$D$59=\"YES\",(Vcc_max-C490)*ILIM_FINAL_TOL,(Vcc_max-C490)*($AE$13+IF(C490>=$AE$8,$AE$7,0)+(IF(C490>=$AE$6,C490,0)/$AE$5)+IF(C490>$AE$10,($AE$9/C490),0)))","v":4.6587735457772821},4.683321053267286,2.4720387313630017,0.20480591876937737,2.2477528489073251E-4,4.5254565634298416E-3,1.4100219280379633E-3,4.8846138832422472,5.3565878003133172E-2,1.3873685125741275E-2,1.0737593546190638E-3,3.5913292246725348E-5,2.2941475282145518E-5,50.866392721079499,0.59102789186016658,0.59102360163112166,0.59838477067539575,9.4450419686227249E-2,9.4450419686227249E-2,9.4450419686227249E-2,9.4450419686227249E-2,null,null,26.255242421277273,null,null,2.6825028968713784E-6,0,0,24.611150299802226]
[464,0.53765932792584004,2.6882966396292005,{"$f":"IF('Calculation Sheet'!$D$59=\"YES\",(Vcc_max-C491)*ILIM_FINAL_TOL,(Vcc_max-C491)*($AE$13+IF(C491>=$AE$8,$AE$7,0)+(IF(C491>=$AE$6,C491,0)/$AE$5)+IF(C491>$AE$10,($AE$9/C491),0)))","v":4.6558767128062524},4.6804242208651523,2.4750346262801219,0.20518308985575562,2.2519954517630225E-4,4.5339939968593868E-3,1.4091457189575607E-3,4.8821252455896751,5.3666348829009003E-2,1.3899829613136738E-2,1.0757858592072012E-3,3.5981079595792664E-5,2.2984778027534958E-5,50.869805101997564,0.5920628844163236,0.59205858728546534,0.59943158479567771,9.462671304191872E-2,9.462671304191872E-2,9.462671304191872E-2,9.462671304191872E-2,null,null,26.257534368914925,null,null,2.6882966396292006E-6,0,0,24.612270733082639]
[465,0.53881807647740432,2.6940903823870217,{"$f":"IF('Calculation Sheet'!$D$59=\"YES\",(Vcc_max-C492)*ILIM_FINAL_TOL,(Vcc_max-C492)*($AE$13+IF(C492>=$AE$8,$AE$7,0)+(IF(C492>=$AE$6,C492,0)/$AE$5)+IF(C492>$AE$10,($AE$9/C492),0)))","v":4.6529798797680897},4.6775273883958839,2.478022447976195,0.20555998369277528,2.2562354160449161E-4,4.542526100876465E-3,1.4082695098567299E-3,4.879632109846769,5.3766754263352645E-2,1.3925957648132758E-2,1.07781110253935E-3,3.604882479280036E-5,2.3028053846907426E-5,50.873181201868803,0.59309687656328602,0.59309257254009751,0.60047738219916535,9.4802887700546457E-2,9.4802887700546457E-2,9.4802887700546457E-2,9.4802887700546457E-2,null,null,26.259824546376983,null,null,2.6940903823870219E-6,0,0,24.61335665549182]
[466,0.5399768250289686,2.6998841251448433,{"$f":"IF('Calculation Sheet'!$D$59=\"YES\",(Vcc_max-C493)*ILIM_FINAL_TOL,(Vcc_max-C493)*($AE$13+IF(C493>=$AE$8,$AE$7,0)+(IF(C493>=$AE$6,C493,0)/$AE$5)+IF(C493>$AE$10,($AE$9/C493),0)))","v":4.6500830466627914},4.6746305558594807,2.4810022075116938,0.20593660030390915,2.2604727417530057E-4,4.5510528754908464E-3,1.4073933007354711E-3,4.8771345255792964,5.3867094307588737E-2,1.3952069230821706E-2,1.0798350846155103E-3,3.6116527838636614E-5,2.3071302740262922E-5,50.876521155980484,0.59412986855558003,0.594125557649539,0.60152216314796192,9.4978943666692572E-2,9.4978943666692572E-2,9.4978943666692572E-2,9.4978943666692572E-2,null,null,26.262112953893265,null,null,2.6998841251448432E-6,0,0,24.614408202087219]
[467,0.54113557358053288,2.7056778679026645,{"$f":"IF('Calculation Sheet'!$D$59=\"YES\",(Vcc_max-C494)*ILIM_FINAL_TOL,(Vcc_max-C494)*($AE$13+IF(C494>=$AE$8,$AE$7,0)+(IF(C494>=$AE$6,C494,0)/$AE$5)+IF(C494>$AE$10,($AE$9/C494),0)))","v":4.6471862134903574},4.6717337232559428,2.4839739159319376,0.20631293971262732,2.2647074288961733E-4,4.5595743207123007E-3,1.4065170915937841E-3,4.8746325418068386,5.3967368963141915E-2,1.3978164361295953E-2,1.0818578054374584E-3,3.6184188732413247E-5,2.3114524706713269E-5,50.87982509845807,0.59516186064766696,0.59515754286824674,0.60256592790410313,9.5154880944938292E-2,9.5154880944938292E-2,9.5154880944938292E-2,9.5154880944938292E-2,null,null,26.264399591693522,null,null,2.7056778679026644E-6,0,0,24.615425506764549]
[468,0.54229432213209727,2.7114716106604866,{"$f":"IF('Calculation Sheet'!$D$59=\"YES\",(Vcc_max-C495)*ILIM_FINAL_TOL,(Vcc_max-C495)*($AE$13+IF(C495>=$AE$8,$AE$7,0)+(IF(C495>=$AE$6,C495,0)/$AE$5)+IF(C495>$AE$10,($AE$9/C495),0)))","v":4.6442893802507896},4.6688368905852702,2.486937584267114,0.20668900194239814,2.2689394774655369E-4,4.5680904365505981E-3,1.4056408824325572E-3,4.8721262070088072,5.4067578231437707E-2,1.4004243039647868E-2,1.0838792650043061E-3,3.6251807475018438E-5,2.3157719747146643E-5,50.883093162277611,0.59619285309394243,0.59618852845061276,0.60360867672955898,9.5330699539865726E-2,9.5330699539865726E-2,9.5330699539865726E-2,9.5330699539865726E-2,null,null,26.266684460007472,null,null,2.7114716106604866E-6,0,0,24.616408702270139]
[469,0.54345307068366155,2.7172653534183082,{"$f":"IF('Calculation Sheet'!$D$59=\"YES\",(Vcc_max-C496)*ILIM_FINAL_TOL,(Vcc_max-C496)*($AE$13+IF(C496>=$AE$8,$AE$7,0)+(IF(C496>=$AE$6,C496,0)/$AE$5)+IF(C496>$AE$10,($AE$9/C496),0)))","v":4.6413925469440853},4.6659400578474628,2.4898932235322979,0.20706478701668729,2.2731688874610967E-4,4.5766012230155084E-3,1.4047646732500141E-3,4.8696155691303966,5.416772211390164E-2,1.4030305265968934E-2,1.0858994633169416E-3,3.6319384065564009E-5,2.3200887861563046E-5,50.886325479277922,0.59722284614873899,0.59721851465096432,0.60465040988622931,9.550639945605699E-2,9.550639945605699E-2,9.550639945605699E-2,9.550639945605699E-2,null,null,26.268967559064787,null,null,2.7172653534183083E-6,0,0,24.617357920213134]
[470,0.54461181923522584,2.7230590961761294,{"$f":"IF('Calculation Sheet'!$D$59=\"YES\",(Vcc_max-C497)*ILIM_FINAL_TOL,(Vcc_max-C497)*($AE$13+IF(C497>=$AE$8,$AE$7,0)+(IF(C497>=$AE$6,C497,0)/$AE$5)+IF(C497>$AE$10,($AE$9/C497),0)))","v":4.638495713570248},4.6630432250425198,2.4928408447274739,0.20744029495896044,2.2773956588917343E-4,4.5851066801168017E-3,1.403888464047931E-3,4.8671006755884729,5.426780061195835E-2,1.4056351040351522E-2,1.0879184003762532E-3,3.6386918504938137E-5,2.32440290490743E-5,50.889522180172783,0.59825184006632348,0.59824750172356378,0.60569112763594823,9.5681980698092417E-2,9.5681980698092417E-2,9.5681980698092417E-2,9.5681980698092417E-2,null,null,26.27124888909507,null,null,2.7230590961761296E-6,0,0,24.618273291077713]
[471,0.54577056778679012,2.728852838933951,{"$f":"IF('Calculation Sheet'!$D$59=\"YES\",(Vcc_max-C498)*ILIM_FINAL_TOL,(Vcc_max-C498)*($AE$13+IF(C498>=$AE$8,$AE$7,0)+(IF(C498>=$AE$6,C498,0)/$AE$5)+IF(C498>$AE$10,($AE$9/C498),0)))","v":4.6355988801292751},4.660146392170442,2.4957804588375563,0.20781552579267881,2.2816197917485681E-4,4.5936068078633596E-3,1.4030122548254198E-3,4.864581573277392,5.4367813727032477E-2,1.4082380362888891E-2,1.0899360761831289E-3,3.6454410792252645E-5,2.3287143310568581E-5,50.892683394562745,0.599279835100897,0.59927548992260959,0.60673083024048236,9.5857443270553233E-2,9.5857443270553233E-2,9.5857443270553233E-2,9.5857443270553233E-2,null,null,26.273528450327891,null,null,2.7288528389339509E-6,0,0,24.619154944234854]
[472,0.54692931633835451,2.7346465816917727,{"$f":"IF('Calculation Sheet'!$D$59=\"YES\",(Vcc_max-C499)*ILIM_FINAL_TOL,(Vcc_max-C499)*($AE$13+IF(C499>=$AE$8,$AE$7,0)+(IF(C499>=$AE$6,C499,0)/$AE$5)+IF(C499>$AE$10,($AE$9/C499),0)))","v":4.6327020466211675},4.6572495592312295,2.4987120768324091,0.20819047954130454,2.2858412860404798E-4,4.6021016062658404E-3,1.4021360455824805E-3,4.8620583085747606,5.4467761460549546E-2,1.4108393233672523E-2,1.0919524907375688E-3,3.6521860928395711E-5,2.3330230646045891E-5,50.895809250946996,0.60030683150659847,0.60030247950223448,0.60776951796152989,9.6032787178020662E-2,9.6032787178020662E-2,9.6032787178020662E-2,9.6032787178020662E-2,null,null,26.275806242992765,null,null,2.7346465816917726E-6,0,0,24.620003007954232]
[473,0.54808806488991879,2.7404403244495943,{"$f":"IF('Calculation Sheet'!$D$59=\"YES\",(Vcc_max-C500)*ILIM_FINAL_TOL,(Vcc_max-C500)*($AE$13+IF(C500>=$AE$8,$AE$7,0)+(IF(C500>=$AE$6,C500,0)/$AE$5)+IF(C500>$AE$10,($AE$9/C500),0)))","v":4.6298052130459242},4.6543527262248823,2.5016357096668678,0.20856515622829441,2.2900601417585875E-4,4.6105910753331258E-3,1.4012598363191131E-3,4.8595309273471292,5.4567643813934197E-2,1.4134389652793899E-2,1.0939676440395729E-3,3.6589268913367334E-5,2.3373291055506229E-5,50.898899876735122,0.60133282953750022,0.60132847071650719,0.60880719106072156,9.6208012425075928E-2,9.6208012425075928E-2,9.6208012425075928E-2,9.6208012425075928E-2,null,null,26.278082267319157,null,null,2.7404403244495943E-6,0,0,24.620817609415965]
[474,0.54924681344148307,2.7462340672074159,{"$f":"IF('Calculation Sheet'!$D$59=\"YES\",(Vcc_max-C501)*ILIM_FINAL_TOL,(Vcc_max-C501)*($AE$13+IF(C501>=$AE$8,$AE$7,0)+(IF(C501>=$AE$6,C501,0)/$AE$5)+IF(C501>$AE$10,($AE$9/C501),0)))","v":4.6269083794035462},4.6514558931514003,2.5045513682807594,0.20893955587710522,2.2942763589117732E-4,4.6190752150749859E-3,1.4003836270353176E-3,4.8569994749556242,5.4667460788611955E-2,1.416036962034628E-2,1.0959815360909175E-3,3.6656634746279337E-5,2.3416324538061417E-5,50.9019553982586,0.60235782944761063,0.60235346381943078,0.60984384979962147,9.638311901629848E-2,9.638311901629848E-2,9.638311901629848E-2,9.638311901629848E-2,null,null,26.280356523536479,null,null,2.746234067207416E-6,0,0,24.621598874722121]
[475,0.55040556199304735,2.7520278099652371,{"$f":"IF('Calculation Sheet'!$D$59=\"YES\",(Vcc_max-C502)*ILIM_FINAL_TOL,(Vcc_max-C502)*($AE$13+IF(C502>=$AE$8,$AE$7,0)+(IF(C502>=$AE$6,C502,0)/$AE$5)+IF(C502>$AE$10,($AE$9/C502),0)))","v":4.6240115456940334},4.6485590600107836,2.5074590635989229,0.20931367851119198,2.2984899374911549E-4,4.6275540255011904E-3,1.399507417731094E-3,4.8544639962615168,5.4767212386007458E-2,1.4186333136422036E-2,1.0979941668907145E-3,3.6723958428019898E-5,2.3459331094599634E-5,50.904975940782258,0.60338183149087321,0.60337745906494522,0.61087949443972533,9.655810695626954E-2,9.655810695626954E-2,9.655810695626954E-2,9.655810695626954E-2,null,null,26.282629011874089,null,null,2.7520278099652373E-6,0,0,24.622346928908168]
[476,0.55156431054461175,2.7578215527230592,{"$f":"IF('Calculation Sheet'!$D$59=\"YES\",(Vcc_max-C503)*ILIM_FINAL_TOL,(Vcc_max-C503)*($AE$13+IF(C503>=$AE$8,$AE$7,0)+(IF(C503>=$AE$6,C503,0)/$AE$5)+IF(C503>$AE$10,($AE$9/C503),0)))","v":4.6211147119173868},4.6456622268030312,2.5103588065312299,0.20968752415400704,2.3027008775056146E-4,4.6360275066215095E-3,1.3986312084073305E-3,4.8519245356317313,5.4866898607545345E-2,1.4212280201112648E-2,1.1000055364407402E-3,3.6791239957700839E-5,2.3502310725120878E-5,50.907961628515551,0.60440483592116667,0.60440045670692566,0.61191412524246225,9.6732976249569447E-2,9.6732976249569447E-2,9.6732976249569447E-2,9.6732976249569447E-2,null,null,26.284899732561321,null,null,2.757821552723059E-6,0,0,24.62306189595423]
[477,0.55272305909617603,2.7636152954808804,{"$f":"IF('Calculation Sheet'!$D$59=\"YES\",(Vcc_max-C504)*ILIM_FINAL_TOL,(Vcc_max-C504)*($AE$13+IF(C504>=$AE$8,$AE$7,0)+(IF(C504>=$AE$6,C504,0)/$AE$5)+IF(C504>$AE$10,($AE$9/C504),0)))","v":4.6182178780736045},4.6427653935281441,2.5132506079726049,0.21006109282900098,2.3069091789462703E-4,4.6444956584457131E-3,1.3977549990622506E-3,4.8493811369442934,5.4966519454650253E-2,1.4238210814510488E-2,1.1020156447409946E-3,3.6858479336210337E-5,2.3545263429625152E-5,50.910912584623766,0.60542684299230576,0.60542245699918151,0.61294774246919381,9.6907726900777647E-2,9.6907726900777647E-2,9.6907726900777647E-2,9.6907726900777647E-2,null,null,26.287168685827424,null,null,2.7636152954808803E-6,0,0,24.623743898796342]
[478,0.55388180764774031,2.769409038238702,{"$f":"IF('Calculation Sheet'!$D$59=\"YES\",(Vcc_max-C505)*ILIM_FINAL_TOL,(Vcc_max-C505)*($AE$13+IF(C505>=$AE$8,$AE$7,0)+(IF(C505>=$AE$6,C505,0)/$AE$5)+IF(C505>$AE$10,($AE$9/C505),0)))","v":4.6153210441626866},4.6398685601861223,2.5161344788030462,0.21043438455962171,2.311114841822004E-4,4.6529584809835711E-3,1.3968787896976309E-3,4.8468338435937151,5.506607492874771E-2,1.4264124976707926E-2,1.1040244917914777E-3,3.6925676562660215E-5,2.3588189207224275E-5,50.913828931239138,0.60644785295804038,0.60644346019545825,0.61398034638121413,9.7082358914474476E-2,9.7082358914474476E-2,9.7082358914474476E-2,9.7082358914474476E-2,null,null,26.289435871901613,null,null,2.769409038238702E-6,0,0,24.624393059337525]
[479,0.55504055619930459,2.7752027809965232,{"$f":"IF('Calculation Sheet'!$D$59=\"YES\",(Vcc_max-C506)*ILIM_FINAL_TOL,(Vcc_max-C506)*($AE$13+IF(C506>=$AE$8,$AE$7,0)+(IF(C506>=$AE$6,C506,0)/$AE$5)+IF(C506>$AE$10,($AE$9/C506),0)))","v":4.6124242101846349},4.6369717267769657,2.5190104298876466,0.21080739936931625,2.3153178661328155E-4,4.6614159742439654E-3,1.3960025803125831E-3,4.8442826984963263,5.5165565031261465E-2,1.4290022687797332E-2,1.1060320775930776E-3,3.699283163793865E-5,2.3631088058806426E-5,50.916710789471715,0.60746786607205561,0.60746346654943739,0.61501193723974978,9.7256872295239383E-2,9.7256872295239383E-2,9.7256872295239383E-2,9.7256872295239383E-2,null,null,26.291701291013048,null,null,2.7752027809965233E-6,0,0,24.625009498458667]
[480,0.55619930475086898,2.7809965237543453,{"$f":"IF('Calculation Sheet'!$D$59=\"YES\",(Vcc_max-C507)*ILIM_FINAL_TOL,(Vcc_max-C507)*($AE$13+IF(C507>=$AE$8,$AE$7,0)+(IF(C507>=$AE$6,C507,0)/$AE$5)+IF(C507>$AE$10,($AE$9/C507),0)))","v":4.6095273761394475},4.6340748933006735,2.521878472076613,0.21118013728152984,2.3195182518698232E-4,4.6698681382366658E-3,1.3951263709071071E-3,4.8417277440955413,5.5264989763617045E-2,1.4315903947871078E-2,1.1080384021466827E-3,3.7059944561157465E-5,2.3673959984371606E-5,50.919558279420215,0.60848688258797257,0.60848247631473473,0.61604251530596033,9.7431267047651815E-2,9.7431267047651815E-2,9.7431267047651815E-2,9.7431267047651815E-2,null,null,26.293964943390861,null,null,2.7809965237543454E-6,0,0,24.625593336029354]
[481,0.55735805330243327,2.7867902665121669,{"$f":"IF('Calculation Sheet'!$D$59=\"YES\",(Vcc_max-C508)*ILIM_FINAL_TOL,(Vcc_max-C508)*($AE$13+IF(C508>=$AE$8,$AE$7,0)+(IF(C508>=$AE$6,C508,0)/$AE$5)+IF(C508>$AE$10,($AE$9/C508),0)))","v":4.6066305420271254},4.6311780597572474,2.5247386162052865,0.2115525983197033,2.3237159990419087E-4,4.6783149729723306E-3,1.3942501614812031E-3,4.8391690223670718,5.5364349127239088E-2,1.4341768757020645E-2,1.1100434654522928E-3,3.7127015333204838E-5,2.3716804983919815E-5,50.922371520182722,0.60950490275934754,0.60950048974490212,0.61707208084093734,9.7605543176290332E-2,9.7605543176290332E-2,9.7605543176290332E-2,9.7605543176290332E-2,null,null,26.296226829264096,null,null,2.7867902665121667E-6,0,0,24.626144690918625]
[482,0.55851680185399755,2.7925840092699881,{"$f":"IF('Calculation Sheet'!$D$59=\"YES\",(Vcc_max-C509)*ILIM_FINAL_TOL,(Vcc_max-C509)*($AE$13+IF(C509>=$AE$8,$AE$7,0)+(IF(C509>=$AE$6,C509,0)/$AE$5)+IF(C509>$AE$10,($AE$9/C509),0)))","v":4.6037337078476686},4.6282812261466857,2.527590873094165,0.21192478250727831,2.3279111076401904E-4,4.6867564784598414E-3,1.3933739520357591E-3,4.8366065748240787,5.5463643123551343E-2,1.4367617115338405E-2,1.1120472675107962E-3,3.719404395319259E-5,2.3759623056562873E-5,50.925150629867289,0.61052192683967155,0.61051750709342745,0.61810063410570582,9.7779700685735271E-2,9.7779700685735271E-2,9.7779700685735271E-2,9.7779700685735271E-2,null,null,26.298486948861793,null,null,2.792584009269988E-6,0,0,24.626663681005496]
[483,0.55967555040556183,2.7983777520278097,{"$f":"IF('Calculation Sheet'!$D$59=\"YES\",(Vcc_max-C510)*ILIM_FINAL_TOL,(Vcc_max-C510)*($AE$13+IF(C510>=$AE$8,$AE$7,0)+(IF(C510>=$AE$6,C510,0)/$AE$5)+IF(C510>$AE$10,($AE$9/C510),0)))","v":4.600836873601077},4.6253843924689892,2.5304352535489207,0.2122966898676939,2.3321035776735499E-4,4.6951926547089684E-3,1.3924977425689988E-3,4.8340404425222721,5.5562871753979337E-2,1.4393449022916727E-2,1.114049808323081E-3,3.7261030422008901E-5,2.380241420318896E-5,50.927895725602397,0.61153795508237208,0.61153352861373289,0.61912817536122278,9.7953739580565191E-2,9.7953739580565191E-2,9.7953739580565191E-2,9.7953739580565191E-2,null,null,26.300745302412899,null,null,2.7983777520278097E-6,0,0,24.627150423189498]
[484,0.56083429895712622,2.8041714947856318,{"$f":"IF('Calculation Sheet'!$D$59=\"YES\",(Vcc_max-C511)*ILIM_FINAL_TOL,(Vcc_max-C511)*($AE$13+IF(C511>=$AE$8,$AE$7,0)+(IF(C511>=$AE$6,C511,0)/$AE$5)+IF(C511>$AE$10,($AE$9/C511),0)))","v":4.5979400392873497},4.6224875587241581,2.5332717683604224,0.21266832042438644,2.3362934091419874E-4,4.7036235017285932E-3,1.3916215330826986E-3,4.8314706660649485,5.5662035019947709E-2,1.4419264479847982E-2,1.1160510878891472E-3,3.732797473876559E-5,2.3845178423798075E-5,50.930606923547273,0.61255298774081224,0.61254855455917712,0.62015470486837865,9.812765986535954E-2,9.812765986535954E-2,9.812765986535954E-2,9.812765986535954E-2,null,null,26.303001890146351,null,null,2.8041714947856319E-6,0,0,24.627605033400922]
[485,0.5619930475086905,2.809965237543453,{"$f":"IF('Calculation Sheet'!$D$59=\"YES\",(Vcc_max-C512)*ILIM_FINAL_TOL,(Vcc_max-C512)*($AE$13+IF(C512>=$AE$8,$AE$7,0)+(IF(C512>=$AE$6,C512,0)/$AE$5)+IF(C512>$AE$10,($AE$9/C512),0)))","v":4.5950432049064869},4.6195907249121921,2.5361004283047541,0.21303967420078962,2.3404806020455027E-4,4.712049019529374E-3,1.3907453235750822E-3,4.8288972856079804,5.5761132922881096E-2,1.4445063486224541E-2,1.1180511062089948E-3,3.7394876904350838E-5,2.388791571750204E-5,50.933284338902219,0.61356702506828986,0.61356258518305395,0.62118022288799635,9.8301461544695989E-2,9.8301461544695989E-2,9.8301461544695989E-2,9.8301461544695989E-2,null,null,26.305256712290987,null,null,2.8099652375434532E-6,0,0,24.628027626611232]
[486,0.56315179606025478,2.8157589803012746,{"$f":"IF('Calculation Sheet'!$D$59=\"YES\",(Vcc_max-C513)*ILIM_FINAL_TOL,(Vcc_max-C513)*($AE$13+IF(C513>=$AE$8,$AE$7,0)+(IF(C513>=$AE$6,C513,0)/$AE$5)+IF(C513>$AE$10,($AE$9/C513),0)))","v":4.5921463704584911},4.6166938910330906,2.5389212441432374,0.21341075122033626,2.3446651563752141E-4,4.7204692081210808E-3,1.3898691140479258E-3,4.8263203408647426,5.5860165464203249E-2,1.4470846042138774E-2,1.1200498632844003E-3,3.7461736917876465E-5,2.3930626085189033E-5,50.935928085918654,0.61458006731803883,0.61457562073859329,0.62220472968083129,9.8475144623153099E-2,9.8475144623153099E-2,9.8475144623153099E-2,9.8475144623153099E-2,null,null,26.307509769075644,null,null,2.8157589803012744E-6,0,0,24.62841831684301]
[487,0.56431054461181918,2.8215527230590962,{"$f":"IF('Calculation Sheet'!$D$59=\"YES\",(Vcc_max-C514)*ILIM_FINAL_TOL,(Vcc_max-C514)*($AE$13+IF(C514>=$AE$8,$AE$7,0)+(IF(C514>=$AE$6,C514,0)/$AE$5)+IF(C514>$AE$10,($AE$9/C514),0)))","v":4.5892495359433596},4.6137970570868543,2.5417342266224501,0.21378155150645828,2.3488470721400034E-4,4.7288840675125954E-3,1.3889929045003413E-3,4.8237398711109911,5.5959132645339693E-2,1.4496612147682164E-2,1.1220473591144753E-3,3.752855478023065E-5,2.3973309526859055E-5,50.938538277909181,0.61559211474322817,0.61558766147895971,0.62322822550757184,9.8648709105309429E-2,9.8648709105309429E-2,9.8648709105309429E-2,9.8648709105309429E-2,null,null,26.309761060729084,null,null,2.8215527230590962E-6,0,0,24.628777217180097]
[488,0.56546929316338346,2.8273464658169178,{"$f":"IF('Calculation Sheet'!$D$59=\"YES\",(Vcc_max-C515)*ILIM_FINAL_TOL,(Vcc_max-C515)*($AE$13+IF(C515>=$AE$8,$AE$7,0)+(IF(C515>=$AE$6,C515,0)/$AE$5)+IF(C515>$AE$10,($AE$9/C515),0)))","v":4.5863527013610934},4.6109002230734832,2.5445393864742463,0.21415207508258316,2.3530263493398706E-4,4.7372935977136876E-3,1.3881166949323287E-3,4.821155915189685,5.605803446771418E-2,1.452236180294797E-2,1.1240435937009963E-3,3.7595330490525214E-5,2.4015966042512105E-5,50.941115027257482,0.61660316759696299,0.61659870765725344,0.6242507106288393,9.8822154995743539E-2,9.8822154995743539E-2,9.8822154995743539E-2,9.8822154995743539E-2,null,null,26.312010587480021,null,null,2.8273464658169179E-6,0,0,24.629104439777461]
[489,0.56662804171494774,2.8331402085747395,{"$f":"IF('Calculation Sheet'!$D$59=\"YES\",(Vcc_max-C516)*ILIM_FINAL_TOL,(Vcc_max-C516)*($AE$13+IF(C516>=$AE$8,$AE$7,0)+(IF(C516>=$AE$6,C516,0)/$AE$5)+IF(C516>$AE$10,($AE$9/C516),0)))","v":4.5834558667116916},4.6080033889929775,2.547336734415778,0.2145223219721375,2.3572029879748158E-4,4.7456977987350157E-3,1.387240485343888E-3,4.8185685115157542,5.6156870932751346E-2,1.4548095008027673E-2,1.1260385670439632E-3,3.7662064049648336E-5,2.4058595631260005E-5,50.943658445428099,0.61761322613228398,0.61760875952651118,0.62527218530518747,9.8995482299032211E-2,9.8995482299032211E-2,9.8995482299032211E-2,9.8995482299032211E-2,null,null,26.314258349557122,null,null,2.8331402085747396E-6,0,0,24.629400095870977]
[490,0.56778679026651202,2.8389339513325602,{"$f":"IF('Calculation Sheet'!$D$59=\"YES\",(Vcc_max-C517)*ILIM_FINAL_TOL,(Vcc_max-C517)*($AE$13+IF(C517>=$AE$8,$AE$7,0)+(IF(C517>=$AE$6,C517,0)/$AE$5)+IF(C517>$AE$10,($AE$9/C517),0)))","v":4.5805590319951559},4.6051065548453369,2.550126281149514,0.21489229219854611,2.361376988035957E-4,4.7540966705854615E-3,1.3863642757359074E-3,4.8159776980808164,5.6255642041875831E-2,1.4573811763013644E-2,1.1280322791433761E-3,3.7728755456711838E-5,2.4101198293990933E-5,50.94616864297619,0.61862229060216745,0.61861781733970478,0.62629264979710353,9.9168691019754007E-2,9.9168691019754007E-2,9.9168691019754007E-2,9.9168691019754007E-2,null,null,26.316504347189014,null,null,2.83893395133256E-6,0,0,24.629664295787176]
[491,0.56894553881807641,2.8447276940903823,{"$f":"IF('Calculation Sheet'!$D$59=\"YES\",(Vcc_max-C518)*ILIM_FINAL_TOL,(Vcc_max-C518)*($AE$13+IF(C518>=$AE$8,$AE$7,0)+(IF(C518>=$AE$6,C518,0)/$AE$5)+IF(C518>$AE$10,($AE$9/C518),0)))","v":4.5776621972114846},4.6022097206305608,2.5529080373632609,0.21526198578523292,2.3655483495321761E-4,4.7624902132739066E-3,1.3854880661066105E-3,4.8133835124578432,5.6354347796511384E-2,1.4599512067997367E-2,1.1300247300001232E-3,3.7795404712603897E-5,2.414377403070489E-5,50.948645729557008,0.61963036125952486,0.61962588134974128,0.62731210436500673,9.9341781162486598E-2,9.9341781162486598E-2,9.9341781162486598E-2,9.9341781162486598E-2,null,null,26.318748580604261,null,null,2.8447276940903822E-6,0,0,24.629897148952747]
[492,0.57010428736964069,2.8505214368482035,{"$f":"IF('Calculation Sheet'!$D$59=\"YES\",(Vcc_max-C519)*ILIM_FINAL_TOL,(Vcc_max-C519)*($AE$13+IF(C519>=$AE$8,$AE$7,0)+(IF(C519>=$AE$6,C519,0)/$AE$5)+IF(C519>$AE$10,($AE$9/C519),0)))","v":4.5747653623606785},4.5993128863486499,2.5556820137301814,0.21563140275561743,2.3697170724634731E-4,4.7708784268110094E-3,1.3846118564577736E-3,4.8107859918057727,5.6452988198083531E-2,1.4625195923072098E-2,1.1320159196150925E-3,3.7862011816436336E-5,2.4186322840513697E-5,50.951089813935504,0.6206374383572042,0.62063295180946421,0.62833054926925014,9.9514752731806766E-2,9.9514752731806766E-2,9.9514752731806766E-2,9.9514752731806766E-2,null,null,26.320991050031374,null,null,2.8505214368482034E-6,0,0,24.63009876390413]
[493,0.57126303592120498,2.8563151796060251,{"$f":"IF('Calculation Sheet'!$D$59=\"YES\",(Vcc_max-C520)*ILIM_FINAL_TOL,(Vcc_max-C520)*($AE$13+IF(C520>=$AE$8,$AE$7,0)+(IF(C520>=$AE$6,C520,0)/$AE$5)+IF(C520>$AE$10,($AE$9/C520),0)))","v":4.5718685274427378},4.5964160519996042,2.5584482209088164,0.21600054313311823,2.373883156829848E-4,4.7792613112065396E-3,1.3837356467885087E-3,4.8081851728740714,5.6551563248015135E-2,1.4650863328329322E-2,1.1340058479891724E-3,3.7928576769097333E-5,2.4228844724305532E-5,50.953501003995612,0.62164352214798813,0.62163902897165224,0.62934798477011844,9.9687605732292184E-2,9.9687605732292184E-2,9.9687605732292184E-2,9.9687605732292184E-2,null,null,26.323231755698835,null,null,2.8563151796060252E-6,0,0,24.630269248296777]
[494,0.57242178447276926,2.8621089223638463,{"$f":"IF('Calculation Sheet'!$D$59=\"YES\",(Vcc_max-C521)*ILIM_FINAL_TOL,(Vcc_max-C521)*($AE$13+IF(C521>=$AE$8,$AE$7,0)+(IF(C521>=$AE$6,C521,0)/$AE$5)+IF(C521>$AE$10,($AE$9/C521),0)))","v":4.5689716924576622},4.5935192175834239,2.5612066695431048,0.21636940694115303,2.3780466026313007E-4,4.7876388664693792E-3,1.3828594370988156E-3,4.8055810920072464,5.6650072947731722E-2,1.4676514283861408E-2,1.1359945151214745E-3,3.7995099569698709E-5,2.4271339682080395E-5,50.955879406749602,0.62264861288459539,0.62264411308901968,0.63036441112783059,9.9860340168519635E-2,9.9860340168519635E-2,9.9860340168519635E-2,9.9860340168519635E-2,null,null,26.325470697835048,null,null,2.8621089223638464E-6,0,0,24.630408708914555]
[495,0.57358053302433365,2.8679026651216684,{"$f":"IF('Calculation Sheet'!$D$59=\"YES\",(Vcc_max-C522)*ILIM_FINAL_TOL,(Vcc_max-C522)*($AE$13+IF(C522>=$AE$8,$AE$7,0)+(IF(C522>=$AE$6,C522,0)/$AE$5)+IF(C522>$AE$10,($AE$9/C522),0)))","v":4.5660748574054502},4.5906223831001087,2.5639573702624023,0.21673799420313689,2.3822074098678314E-4,4.7960110926101862E-3,1.3819832273886945E-3,4.802973785149308,5.6748517298657042E-2,1.4702148789760727E-2,1.1379819210137754E-3,3.8061580219128643E-5,2.4313807713838287E-5,50.958225128347159,0.62365271081968032,0.62364820441421687,0.63137982860253716,0.1000329560450659,0.1000329560450659,0.1000329560450659,0.1000329560450659,null,null,26.327707876668395,null,null,2.8679026651216682E-6,0,0,24.630517251678764]
[496,0.57473928157589793,2.87369640787949,{"$f":"IF('Calculation Sheet'!$D$59=\"YES\",(Vcc_max-C523)*ILIM_FINAL_TOL,(Vcc_max-C523)*($AE$13+IF(C523>=$AE$8,$AE$7,0)+(IF(C523>=$AE$6,C523,0)/$AE$5)+IF(C523>$AE$10,($AE$9/C523),0)))","v":4.5631780222861051},4.5877255485496589,2.566700333681502,0.21710630494248129,2.38636557853944E-4,4.8043779896378425E-3,1.3811070176581453E-3,4.8003632878481834,5.6846896302215733E-2,1.472776684611965E-2,1.1399680656660749E-3,3.8128018716498957E-5,2.4356248818691029E-5,50.960538274084541,0.62465581620583377,0.62465130319982975,0.63239423745432255,0.10020545336650777,0.10020545336650777,0.10020545336650777,0.10020545336650777,null,null,26.329943292427188,null,null,2.8736964078794899E-6,0,0,24.630594981657353]
[497,0.57589803012746221,2.8794901506373112,{"$f":"IF('Calculation Sheet'!$D$59=\"YES\",(Vcc_max-C524)*ILIM_FINAL_TOL,(Vcc_max-C524)*($AE$13+IF(C524>=$AE$8,$AE$7,0)+(IF(C524>=$AE$6,C524,0)/$AE$5)+IF(C524>$AE$10,($AE$9/C524),0)))","v":4.5602811870996245},4.5848287139320734,2.5694355704006542,0.21747433918259773,2.3905211086461264E-4,4.8127395575621179E-3,1.3802308079071679E-3,4.7977496352600824,5.6945209959831544E-2,1.4753368453030546E-2,1.1419529490792613E-3,3.8194415062697828E-5,2.4398662997526799E-5,50.962818948413513,0.62565792929558128,0.62565340969837946,0.63340763794320409,0.10037783213742202,0.10037783213742202,0.10037783213742202,0.10037783213742202,null,null,26.332176945339711,null,null,2.8794901506373112E-6,0,0,24.630642003073802]
[498,0.57705677867902649,2.8852838933951328,{"$f":"IF('Calculation Sheet'!$D$59=\"YES\",(Vcc_max-C525)*ILIM_FINAL_TOL,(Vcc_max-C525)*($AE$13+IF(C525>=$AE$8,$AE$7,0)+(IF(C525>=$AE$6,C525,0)/$AE$5)+IF(C525>$AE$10,($AE$9/C525),0)))","v":4.5573843518460082},4.5819318792473531,2.5721630910055873,0.21784209694689416,2.3946740001878908E-4,4.8210957963927825E-3,1.3793545981366506E-3,4.7951328621538094,5.7043458272928227E-2,1.47789536105849E-2,1.1439365712533345E-3,3.8260769256837079E-5,2.4441050250345597E-5,50.965067254950171,0.62665905034138447,0.62665452416232403,0.63442003032913163,0.10055009236238455,0.10055009236238455,0.10055009236238455,0.10055009236238455,null,null,26.334408835634168,null,null,2.8852838933951329E-6,0,0,24.630658419316003]
[499,0.57821552723059089,2.8910776361529544,{"$f":"IF('Calculation Sheet'!$D$59=\"YES\",(Vcc_max-C526)*ILIM_FINAL_TOL,(Vcc_max-C526)*($AE$13+IF(C526>=$AE$8,$AE$7,0)+(IF(C526>=$AE$6,C526,0)/$AE$5)+IF(C526>$AE$10,($AE$9/C526),0)))","v":4.554487516525259},4.5790350444954981,2.5748829060675265,0.2182095782587794,2.398824253164733E-4,4.8294467061396062E-3,1.3784783883457052E-3,4.7925130029150376,5.7141641242931307E-2,1.4804522318875968E-2,1.1459189321891827E-3,3.8327081299804888E-5,2.4483410577147424E-5,50.967283296483892,0.62765917959564055,0.62765464684405581,0.63543141487198795,0.10072223404597214,0.10072223404597214,0.10072223404597214,0.10072223404597214,null,null,26.336638963538743,null,null,2.8910776361529546E-6,0,0,24.630644332945149]
[500,0.57937427578215517,2.8968713789107761,{"$f":"IF('Calculation Sheet'!$D$59=\"YES\",(Vcc_max-C527)*ILIM_FINAL_TOL,(Vcc_max-C527)*($AE$13+IF(C527>=$AE$8,$AE$7,0)+(IF(C527>=$AE$6,C527,0)/$AE$5)+IF(C527>$AE$10,($AE$9/C527),0)))","v":4.5515906811373732},4.5761382096765084,2.5775950261432143,0.21857678314165607,2.4029718675766532E-4,4.8377922868123591E-3,1.3776021785334436E-3,4.7898900915505287,5.7239758871263646E-2,1.4830074577995234E-2,1.147900031886806E-3,3.8393351190713076E-5,2.4525743977044101E-5,50.969467174985766,0.62865831731068322,0.62865377799590449,0.63644179183158966,0.10089425719276068,0.10089425719276068,0.10089425719276068,0.10089425719276068,null,null,26.338867329281552,null,null,2.8968713789107759E-6,0,0,24.630599845704214]
[501,0.58053302433371945,2.9026651216685972,{"$f":"IF('Calculation Sheet'!$D$59=\"YES\",(Vcc_max-C528)*ILIM_FINAL_TOL,(Vcc_max-C528)*($AE$13+IF(C528>=$AE$8,$AE$7,0)+(IF(C528>=$AE$6,C528,0)/$AE$5)+IF(C528>$AE$10,($AE$9/C528),0)))","v":4.5486938456823527},4.573241374790384,2.5802994617749295,0.21894371161892856,2.4071168434236512E-4,4.8461325384199228E-3,1.376725968701642E-3,4.787264161692308,5.7337811159349883E-2,1.4855610388035068E-2,1.1498798703470925E-3,3.8459578930449823E-5,2.4568050450923806E-5,50.971618991617426,0.62965646373878137,0.62965191787013408,0.63745116146768543,0.10106616180732519,0.10106616180732519,0.10106616180732519,0.10106616180732519,null,null,26.341093933090669,null,null,2.9026651216685972E-6,0,0,24.630525058526757]
[502,0.58169177288528373,2.9084588644264189,{"$f":"IF('Calculation Sheet'!$D$59=\"YES\",(Vcc_max-C529)*ILIM_FINAL_TOL,(Vcc_max-C529)*($AE$13+IF(C529>=$AE$8,$AE$7,0)+(IF(C529>=$AE$6,C529,0)/$AE$5)+IF(C529>$AE$10,($AE$9/C529),0)))","v":4.5457970101601983},4.5703445398371239,2.5829962234905084,0.21931036371399681,2.4112591807057271E-4,4.8544674609729555E-3,1.3758497588494123E-3,4.7846352466017947,5.7435798108613767E-2,1.488112974908784E-2,1.1518584475709304E-3,3.8525764518126948E-5,2.461032999878654E-5,50.97373884673938,0.63065361913213991,0.63064906671894549,0.63845952403995732,0.10123794789424156,0.10123794789424156,0.10123794789424156,0.10123794789424156,null,null,26.34331877519411,null,null,2.9084588644264189E-6,0,0,24.63042007154527]
[503,0.58285052143684812,2.914252607184241,{"$f":"IF('Calculation Sheet'!$D$59=\"YES\",(Vcc_max-C530)*ILIM_FINAL_TOL,(Vcc_max-C530)*($AE$13+IF(C530>=$AE$8,$AE$7,0)+(IF(C530>=$AE$6,C530,0)/$AE$5)+IF(C530>$AE$10,($AE$9/C530),0)))","v":4.5429001745709074},4.567447704816729,2.5856853218033642,0.21967673945026078,2.4153988794228809E-4,4.8627970544803389E-3,1.3749735489767545E-3,4.7820033791738839,5.7533719720479937E-2,1.4906632661245034E-2,1.1538357635583196E-3,3.8591907954632632E-5,2.4652582619744123E-5,50.975826839919456,0.63164978374289937,0.63164522479447482,0.63946687980802031,0.10140961545808569,0.10140961545808569,0.10140961545808569,0.10140961545808569,null,null,26.34554185581986,null,null,2.914252607184241E-6,0,0,24.630284984099596]
[504,0.58400926998841241,2.9200463499420621,{"$f":"IF('Calculation Sheet'!$D$59=\"YES\",(Vcc_max-C531)*ILIM_FINAL_TOL,(Vcc_max-C531)*($AE$13+IF(C531>=$AE$8,$AE$7,0)+(IF(C531>=$AE$6,C531,0)/$AE$5)+IF(C531>$AE$10,($AE$9/C531),0)))","v":4.5400033389144827},4.5645508697291994,2.5883667672125048,0.22004283885111686,2.4195359395751126E-4,4.8711213189518432E-3,1.3740973390845568E-3,4.7793685919409885,5.7631575996371254E-2,1.4932119124599907E-2,1.1558118183101485E-3,3.8658009239078694E-5,2.4694808314684735E-5,50.977883069941122,0.63264495782313634,0.63264039234879466,0.64047322903142279,0.10158116450343257,0.10158116450343257,0.10158116450343257,0.10158116450343257,null,null,26.347763175195833,null,null,2.9200463499420623E-6,0,0,24.630119894745288]
[505,0.58516801853997669,2.9258400926998838,{"$f":"IF('Calculation Sheet'!$D$59=\"YES\",(Vcc_max-C532)*ILIM_FINAL_TOL,(Vcc_max-C532)*($AE$13+IF(C532>=$AE$8,$AE$7,0)+(IF(C532>=$AE$6,C532,0)/$AE$5)+IF(C532>$AE$10,($AE$9/C532),0)))","v":4.5371065031909215},4.5616540345745351,2.591040570202555,0.22040866193995967,2.4236703611624222E-4,4.8794402543972382E-3,1.3732211291710428E-3,4.77673091707703,5.7729366937712356E-2,1.4957589139243943E-2,1.1577866118264168E-3,3.8724068372353315E-5,2.4737007083608376E-5,50.979907634811696,0.63363914162486301,0.63363456963391274,0.64147857196964608,0.10175259503485723,0.10175259503485723,0.10175259503485723,0.10175259503485723,null,null,26.349982733549908,null,null,2.9258400926998836E-6,0,0,24.629924901261788]
[506,0.58632676709154097,2.931633835457705,{"$f":"IF('Calculation Sheet'!$D$59=\"YES\",(Vcc_max-C533)*ILIM_FINAL_TOL,(Vcc_max-C533)*($AE$13+IF(C533>=$AE$8,$AE$7,0)+(IF(C533>=$AE$6,C533,0)/$AE$5)+IF(C533>$AE$10,($AE$9/C533),0)))","v":4.5342096674002281},4.558757199352736,2.5937067412437758,0.22077420874018294,2.4278021441848097E-4,4.8877538608262938E-3,1.3723449192379888E-3,4.7740903864013928,5.7827092545926995E-2,1.4983042705269511E-2,1.159760144108013E-3,3.8790085353568315E-5,2.4779178926515044E-5,50.981900631770493,0.63463233540002761,0.63462775690177331,0.64248290888210446,0.10192390705693466,0.10192390705693466,0.10192390705693466,0.10192390705693466,null,null,26.352200531109908,null,null,2.9316338354577049E-6,0,0,24.629700100660585]
[507,0.58748551564310536,2.937427578215527,{"$f":"IF('Calculation Sheet'!$D$59=\"YES\",(Vcc_max-C534)*ILIM_FINAL_TOL,(Vcc_max-C534)*($AE$13+IF(C534>=$AE$8,$AE$7,0)+(IF(C534>=$AE$6,C534,0)/$AE$5)+IF(C534>$AE$10,($AE$9/C534),0)))","v":4.5313128315423974},4.5558603640638013,2.5963652907920833,0.22113947927517774,2.431931288642275E-4,4.8960621382487801E-3,1.3714687092836186E-3,4.7714470313828281,5.7924752822439807E-2,1.5008479822768983E-2,1.1617324151549369E-3,3.8856060183611874E-5,2.4821323842516563E-5,50.983862157296826,0.63562453940051444,0.63561995440425578,0.64348624002814558,0.10209510057423987,0.10209510057423987,0.10209510057423987,0.10209510057423987,null,null,26.354416568103606,null,null,2.937427578215527E-6,0,0,24.629445589193221]
[508,0.58864426419466964,2.9432213209733487,{"$f":"IF('Calculation Sheet'!$D$59=\"YES\",(Vcc_max-C535)*ILIM_FINAL_TOL,(Vcc_max-C535)*($AE$13+IF(C535>=$AE$8,$AE$7,0)+(IF(C535>=$AE$6,C535,0)/$AE$5)+IF(C535>$AE$10,($AE$9/C535),0)))","v":4.5284159956174337},4.5529635287077319,2.5990162292890684,0.22150447356833247,2.4360577945437001E-4,4.9043650866735788E-3,1.3705924993097085E-3,4.7688008831433191,5.8022347768673654E-2,1.503390049183384E-2,1.1637034249680767E-3,3.8921992861595811E-5,2.486344183250111E-5,50.985792307117947,0.63661575387814384,0.63661116239317606,0.64448856566705004,0.10226617559134699,0.10226617559134699,0.10226617559134699,0.10226617559134699,null,null,26.356630844758733,null,null,2.9432213209733487E-6,0,0,24.629161462359214]
[509,0.58980301274623392,2.9490150637311698,{"$f":"IF('Calculation Sheet'!$D$59=\"YES\",(Vcc_max-C536)*ILIM_FINAL_TOL,(Vcc_max-C536)*($AE$13+IF(C536>=$AE$8,$AE$7,0)+(IF(C536>=$AE$6,C536,0)/$AE$5)+IF(C536>$AE$10,($AE$9/C536),0)))","v":4.5255191596253335},4.5500666932845277,2.6016595671620166,0.22186919164303376,2.440181661880203E-4,4.9126627061113481E-3,1.3697162893153703E-3,4.7661519724619001,5.8119877386053176E-2,1.5059304712557342E-2,1.1656731735483206E-3,3.8987883388408306E-5,2.4905532896468685E-5,50.987691176216977,0.63760597908467131,0.63760138112028608,0.64548988605803181,0.10243713211283101,0.10243713211283101,0.10243713211283101,0.10243713211283101,null,null,26.35884336130297,null,null,2.94901506373117E-6,0,0,24.628847814914007]
[510,0.5909617612977982,2.9548088064889915,{"$f":"IF('Calculation Sheet'!$D$59=\"YES\",(Vcc_max-C537)*ILIM_FINAL_TOL,(Vcc_max-C537)*($AE$13+IF(C537>=$AE$8,$AE$7,0)+(IF(C537>=$AE$6,C537,0)/$AE$5)+IF(C537>$AE$10,($AE$9/C537),0)))","v":4.5226223235660994},4.5471698577941888,2.6042953148239283,0.22223363352266734,2.4443028906517839E-4,4.9209549965709698E-3,1.3688400793006039E-3,4.7635003297784388,5.8217341676001233E-2,1.508469248503097E-2,1.1676416608956686E-3,3.9053731763161181E-5,2.494759703353111E-5,50.989558858840596,0.63859521527178886,0.63859061083727298,0.64649020146023739,0.10260797014326517,0.10260797014326517,0.10260797014326517,0.10260797014326517,null,null,26.361054117963935,null,null,2.9548088064889913E-6,0,0,24.628504740876661]
[511,0.5921205098493626,2.9606025492468135,{"$f":"IF('Calculation Sheet'!$D$59=\"YES\",(Vcc_max-C538)*ILIM_FINAL_TOL,(Vcc_max-C538)*($AE$13+IF(C538>=$AE$8,$AE$7,0)+(IF(C538>=$AE$6,C538,0)/$AE$5)+IF(C538>$AE$10,($AE$9/C538),0)))","v":4.5197254874397297},4.5442730222367151,2.6069234826735377,0.22259779923061718,2.4484214808584426E-4,4.9292419580631019E-3,1.3679638692662976E-3,4.7608459851973715,5.8314740639942464E-2,1.5110063809347096E-2,1.1696088870110088E-3,3.9119537986742614E-5,2.4989634244576564E-5,50.991395448506871,0.63958346269112454,0.63957885179576079,0.64748951213274752,0.10277868968722448,0.10277868968722448,0.10277868968722448,0.10277868968722448,null,null,26.363263114969204,null,null,2.9606025492468134E-6,0,0,24.628132333537668]
[512,{"$f":"($AE$11/2000)*(A539)","v":0.59327925840092688},{"$f":"$AE$13*B539*10^-3/($AE$4*10^-6)","v":2.9663962920046347},{"$f":"IF('Calculation Sheet'!$D$59=\"YES\",(Vcc_max-C539)*ILIM_FINAL_TOL,(Vcc_max-C539)*($AE$13+IF(C539>=$AE$8,$AE$7,0)+(IF(C539>=$AE$6,C539,0)/$AE$5)+IF(C539>$AE$10,($AE$9/C539),0)))","v":4.5168286512462252},4.5413761866121067,2.6095440810953319,0.22296168879026279,2.4525374325001792E-4,4.9375235905966264E-3,1.3670876592106751E-3,4.7581889684914005,5.8412074279300619E-2,1.513541868559809E-2,1.1715748518952296E-3,3.9185302058264426E-5,2.5031644529605046E-5,50.993201038012607,0.640570721594242,0.64056610424730875,0.64848781833457503,0.10294929074928216,0.10294929074928216,0.10294929074928216,0.10294929074928216,null,null,26.365470352546307,null,null,{"$f":"IF(C539>=$AE$6,C539,0)/$AE$5","v":2.9663962920046347E-6},{"$f":"IF(C539>=$AE$8,$AE$7,0)","v":0},{"$f":"IF(C539>$AE$10,($AE$9/C539),0)","v":0},{"$f":"(Q539-AA539)*IF((Vcc_max-C539)>$F$4,1,0)","v":24.6277306854663}]
[513,0.59443800695249116,2.9721900347624564,{"$f":"IF('Calculation Sheet'!$D$59=\"YES\",(Vcc_max-C540)*ILIM_FINAL_TOL,(Vcc_max-C540)*($AE$13+IF(C540>=$AE$8,$AE$7,0)+(IF(C540>=$AE$6,C540,0)/$AE$5)+IF(C540>$AE$10,($AE$9/C540),0)))","v":4.5139318149855869},{"$f":"(D539+((((EXP(-(B540-B539)*10^-3/$F$14)))*(E539-D539))))","v":4.5384793509203627},{"$f":"(D539+((((EXP(-(B540-B539)*10^-3/$F$15)))*(F539-D539))))","v":2.612157120459571},{"$f":"(D539+((((EXP(-(B540-B539)*10^-3/$F$16)))*(G539-D539))))","v":0.2233253022249837},{"$f":"(D539+((((EXP(-(B540-B539)*10^-3/$F$17)))*(H539-D539))))","v":2.4566507455858755E-4},{"$f":"(D539+((((EXP(-(B540-B539)*10^-3/$F$18)))*(I539-D539))))","v":4.9457998941813131E-3},{"$f":"(D539+((((EXP(-(B540-B539)*10^-3/$F$19)))*(JX539-D539))))","v":1.3662114491355126E-3},{"$f":"(D539+((((EXP(-(B540-B539)*10^-3/$F$20)))*(K539-D539))))","v":4.7555293091051487},{"$f":"(D539+((((EXP(-(B540-B539)*10^-3/$F$21)))*(L539-D539))))","v":5.8509342595498559E-2},{"$f":"(D539+((((EXP(-(B540-B539)*10^-3/$F$22)))*(M539-D539))))","v":1.5160757113876322E-2},1.1735395555483308E-3,3.9251023978614796E-5,2.5073627888616556E-5,50.9949757194412,{"$f":"(D539+((((EXP(-(B540-B539)*10^-3/$B$14)))*(R539-D539))))","v":0.6415569922326414},{"$f":"(D539+((((EXP(-(B540-B539)*10^-3/$B$15)))*(S539-D539))))","v":0.64155236844341257},{"$f":"(D539+((((EXP(-(B540-B539)*10^-3/$B$16)))*(T539-D539))))","v":0.64948512032466654},{"$f":"(D539+((((EXP(-(B540-B539)*10^-3/$B$17)))*(U539-D539))))","v":0.10311977333401146},{"$f":"(D539+((((EXP(-(B540-B539)*10^-3/$B$18)))*(V539-D539))))","v":0.10311977333401146},0.10311977333401146,0.10311977333401146,null,null,26.367675830922721,null,null,2.9721900347624564E-6,0,0,24.627299888518479]
[514,0.59559675550405555,2.977983777520278,{"$f":"IF('Calculation Sheet'!$D$59=\"YES\",(Vcc_max-C541)*ILIM_FINAL_TOL,(Vcc_max-C541)*($AE$13+IF(C541>=$AE$8,$AE$7,0)+(IF(C541>=$AE$6,C541,0)/$AE$5)+IF(C541>$AE$10,($AE$9/C541),0)))","v":4.511034978657813},4.5355825151614839,2.6147626111223081,0.22368863955815765,2.4607614201066497E-4,4.9540708688260437E-3,1.3653352390390339E-3,4.7528670361587748,5.8606545589960923E-2,1.5186079094273275E-2,{"$f":"(D540+((((EXP(-(B541-B540)*10^-3/$F$23)))*(N540-D540))))","v":1.1755029979703124E-3},{"$f":"(D540+((((EXP(-(B541-B540)*10^-3/$F$24)))*(O540-D540))))","v":3.9316703746905546E-5},{"$f":"(D540+((((EXP(-(B541-B540)*10^-3/$F$25)))*(P540-D540))))","v":2.5115584320722917E-5},{"$f":"$C$6+(E541*$G$14)+(F541*$G$15)+(G541*$G$16)+(H541*$G$17)+(I541*$G$18)+(J541*$G$19)+(K541*$G$20)+(L541*$G$21)+(M541*$G$22)","v":50.996719584169824},0.6425422748577585,0.642537644635504,0.6504814183619021,0.10329013744598647,0.10329013744598647,{"$f":"(D540+((((EXP(-(B541-B540)*10^-3/$B$19)))*(W540-D540))))","v":0.10329013744598647},{"$f":"(D540+((((EXP(-(B541-B540)*10^-3/$B$20)))*(X540-D540))))","v":0.10329013744598647},null,null,{"$f":"$C$6+(R541*$C$14)+(S541*$C$15)+(T541*$C$16)+(U541*$C$17)+(V541*$C$18)+(W541*$C$19)+(X541*$C$20)","v":26.36987955032588},null,null,2.9779837775202782E-6,0,0,24.626840033843944]
[515,0.59675550405561983,2.9837775202780996,{"$f":"IF('Calculation Sheet'!$D$59=\"YES\",(Vcc_max-C542)*ILIM_FINAL_TOL,(Vcc_max-C542)*($AE$13+IF(C542>=$AE$8,$AE$7,0)+(IF(C542>=$AE$6,C542,0)/$AE$5)+IF(C542>$AE$10,($AE$9/C542),0)))","v":4.5081381422629034},4.5326856793354704,2.6173605634254073,0.22405170081315884,2.4648694560625017E-4,4.9623365145414766E-3,1.3644590289230152E-3,4.7502021784515502,5.8703683264110573E-2,1.5211384626882207E-2,1.1774651791620627E-3,3.9382341364024853E-5,2.5157513826812306E-5,50.998432722876878,0.64352656972096511,0.64352193307494998,0.65147671270509511,0.10346038308978134,0.10346038308978134,0.10346038308978134,0.10346038308978134,null,null,26.372081510983168,null,null,2.9837775202780994E-6,0,0,24.626351211893709]
[516,0.59791425260718412,2.9895712630359208,{"$f":"IF('Calculation Sheet'!$D$59=\"YES\",(Vcc_max-C543)*ILIM_FINAL_TOL,(Vcc_max-C543)*($AE$13+IF(C543>=$AE$8,$AE$7,0)+(IF(C543>=$AE$6,C543,0)/$AE$5)+IF(C543>$AE$10,($AE$9/C543),0)))","v":4.5052413058008591},4.5297888434423221,2.6199509876965648,0.22441448601336145,2.4689748534623135E-4,4.9705968313373816E-3,1.3635828187865684E-3,4.7475347644653931,5.8800755619371259E-2,1.5236673711794602E-2,1.1794260991244698E-3,3.944793682908454E-5,2.5199416406884723E-5,51.00011522554933,0.6445098770735691,0.64450523401305482,0.65247100361299148,0.10363051026996839,0.10363051026996839,0.10363051026996839,0.10363051026996839,null,null,26.374281713121903,null,null,2.9895712630359207E-6,0,0,24.625833512427427]
[517,0.5990730011587484,2.9953650057937424,{"$f":"IF('Calculation Sheet'!$D$59=\"YES\",(Vcc_max-C544)*ILIM_FINAL_TOL,(Vcc_max-C544)*($AE$13+IF(C544>=$AE$8,$AE$7,0)+(IF(C544>=$AE$6,C544,0)/$AE$5)+IF(C544>$AE$10,($AE$9/C544),0)))","v":4.502344469271681},4.5268920074820391,2.6225338942493273,0.22477699518213612,2.4730776122972031E-4,4.9788518192226405E-3,1.3627066086296935E-3,4.7448648223683669,5.889776265716673E-2,1.5261946349102828E-2,1.1813857578575337E-3,3.9513490142972785E-5,2.524129206005199E-5,51.001767181489825,0.64549219716681483,0.64548754770105798,0.65346429134427098,0.10380051899111997,0.10380051899111997,0.10380051899111997,0.10380051899111997,null,null,26.376480156969375,null,null,2.9953650057937425E-6,0,0,24.62528702452045]
[518,0.60023174971031279,3.0011587485515645,{"$f":"IF('Calculation Sheet'!$D$59=\"YES\",(Vcc_max-C545)*ILIM_FINAL_TOL,(Vcc_max-C545)*($AE$13+IF(C545>=$AE$8,$AE$7,0)+(IF(C545>=$AE$6,C545,0)/$AE$5)+IF(C545>$AE$10,($AE$9/C545),0)))","v":4.4994476326753663},4.5239951714546205,2.6251092933831117,0.2251392283428526,2.4771777325671707E-4,4.9871014782079115E-3,1.3618303984523905E-3,4.7421923800181371,5.8994704378920737E-2,1.528720253889837E-2,1.1833441553621427E-3,3.9579001305689587E-5,2.5283140787202285E-5,51.003388679323777,0.64647353025188181,0.64646887439013501,0.65445657615754627,0.10397040925780932,0.10397040925780932,0.10397040925780932,0.10397040925780932,null,null,26.378676842752814,null,null,3.0011587485515646E-6,0,0,24.624711836570963]
[519,0.60139049826187707,3.0069524913093857,{"$f":"IF('Calculation Sheet'!$D$59=\"YES\",(Vcc_max-C546)*ILIM_FINAL_TOL,(Vcc_max-C546)*($AE$13+IF(C546>=$AE$8,$AE$7,0)+(IF(C546>=$AE$6,C546,0)/$AE$5)+IF(C546>$AE$10,($AE$9/C546),0)))","v":4.4965507960119178},4.5210983353600671,2.6276771953832236,0.2255011855188771,2.4812752142810979E-4,4.9953458083020763E-3,1.3609541882555476E-3,4.7395174649653953,5.909158078605703E-2,1.5312442281274485E-2,1.1853012916391847E-3,3.9644470316346769E-5,2.5324962588335609E-5,51.004979807006578,0.64745387657988651,0.6474492143313979,0.65544785831136387,0.10414018107460965,0.10414018107460965,0.10414018107460965,0.10414018107460965,null,null,26.380871770699397,null,null,3.0069524913093859E-6,0,0,24.624108036307181]
[520,0.60254924681344135,3.0127462340672073,{"$f":"IF('Calculation Sheet'!$D$59=\"YES\",(Vcc_max-C547)*ILIM_FINAL_TOL,(Vcc_max-C547)*($AE$13+IF(C547>=$AE$8,$AE$7,0)+(IF(C547>=$AE$6,C547,0)/$AE$5)+IF(C547>$AE$10,($AE$9/C547),0)))","v":4.4936539592813336},4.518201499198379,2.6302376105208785,0.22586286673357581,2.485370057430103E-4,5.0035848095149049E-3,1.3600779780373884E-3,4.7368401044572384,5.918839187999847E-2,1.5337665576322657E-2,1.18725716668866E-3,3.9709897175832509E-5,2.5366757463451961E-5,51.00654065183037,0.648433236401881,0.64842856777589475,0.6564381380642037,0.10430983444609332,0.10430983444609332,0.10430983444609332,0.10430983444609332,null,null,26.38306494103627,null,null,3.0127462340672072E-6,0,0,24.6234757107941]
[521,0.60370799536500563,3.0185399768250285,{"$f":"IF('Calculation Sheet'!$D$59=\"YES\",(Vcc_max-C548)*ILIM_FINAL_TOL,(Vcc_max-C548)*($AE$13+IF(C548>=$AE$8,$AE$7,0)+(IF(C548>=$AE$6,C548,0)/$AE$5)+IF(C548>$AE$10,($AE$9/C548),0)))","v":4.4907571224836165},4.5153046629695561,2.6327905490532197,0.22622427201031137,2.4894622620230678E-4,5.0118184818561673E-3,1.3592017677996893E-3,4.7341603254405138,5.9285137662168808E-2,1.5362872424135254E-2,1.1892117805114566E-3,3.9775281883258629E-5,2.5408525411663163E-5,51.008071300431105,0.64941160996885383,0.64940693497460966,0.6574274156744786,0.10447936937683178,0.10447936937683178,0.10447936937683178,0.10447936937683178,null,null,26.385256353990506,null,null,3.0185399768250285E-6,0,0,24.622814946440599]
[522,0.60486674391657003,3.0243337195828506,{"$f":"IF('Calculation Sheet'!$D$59=\"YES\",(Vcc_max-C549)*ILIM_FINAL_TOL,(Vcc_max-C549)*($AE$13+IF(C549>=$AE$8,$AE$7,0)+(IF(C549>=$AE$6,C549,0)/$AE$5)+IF(C549>$AE$10,($AE$9/C549),0)))","v":4.4878602856187619},4.5124078266735976,2.6353360212233379,0.22658540137244643,2.4935518280511104E-4,5.0200468253347452E-3,1.358325557541562E-3,4.7314781545651305,5.9381818133991793E-2,1.5388062824804649E-2,1.1911651331075745E-3,3.9840624439513306E-5,2.5450266433857394E-5,51.009571838795196,0.65038899753172963,0.65038431617846282,0.6584156914005348,0.10464878587139737,0.10464878587139737,0.10464878587139737,0.10464878587139737,null,null,26.387446009789141,null,null,3.0243337195828506E-6,0,0,24.622125829006055]
[523,0.60602549246813431,3.0301274623406722,{"$f":"IF('Calculation Sheet'!$D$59=\"YES\",(Vcc_max-C550)*ILIM_FINAL_TOL,(Vcc_max-C550)*($AE$13+IF(C550>=$AE$8,$AE$7,0)+(IF(C550>=$AE$6,C550,0)/$AE$5)+IF(C550>$AE$10,($AE$9/C550),0)))","v":4.4849634486867744},4.5095109903105044,2.6378740372602896,0.2269462548433383,2.4976387555231128E-4,5.0282698399612968E-3,1.3574493472630067E-3,4.7287936181873311,5.9478433296890287E-2,1.5413236778423212E-2,1.193117224477902E-3,3.9905924843708362E-5,2.5491980530034652E-5,51.011042352266429,0.65136539934136906,0.65136071163831044,0.65940296550065192,0.10481808393436243,0.10481808393436243,0.10481808393436243,0.10481808393436243,null,null,26.38963390865916,null,null,3.0301274623406723E-6,0,0,24.621408443607269]
[524,0.60718424101969859,3.0359212050984934,{"$f":"IF('Calculation Sheet'!$D$59=\"YES\",(Vcc_max-C551)*ILIM_FINAL_TOL,(Vcc_max-C551)*($AE$13+IF(C551>=$AE$8,$AE$7,0)+(IF(C551>=$AE$6,C551,0)/$AE$5)+IF(C551>$AE$10,($AE$9/C551),0)))","v":4.4820666116876513},4.5066141538802764,2.6404046073791183,0.2273068324463452,2.501723044430193E-4,5.0364875257455921E-3,1.3565731369640233E-3,4.7261067423729246,5.9574983152288041E-2,1.5438394285083312E-2,1.195068054622439E-3,3.9971183096731977E-5,2.5533667699306761E-5,51.012482925552476,0.65234081564856883,0.65233612160494525,0.66038923823304341,0.10498726357029842,0.10498726357029842,0.10498726357029842,0.10498726357029842,null,null,26.391820050827505,null,null,3.0359212050984936E-6,0,0,24.620662874724971]
[525,0.60834298957126287,3.041714947856315,{"$f":"IF('Calculation Sheet'!$D$59=\"YES\",(Vcc_max-C552)*ILIM_FINAL_TOL,(Vcc_max-C552)*($AE$13+IF(C552>=$AE$8,$AE$7,0)+(IF(C552>=$AE$6,C552,0)/$AE$5)+IF(C552>$AE$10,($AE$9/C552),0)))","v":4.4791697746213925},4.5037173173829137,2.6429277417808721,0.22766713420482265,2.5058046947812329E-4,5.0446998826965128E-3,1.3556969266446117E-3,4.7234175529004894,5.9671467701607916E-2,1.5463535344876433E-2,1.1970176235420737E-3,4.0036399197695971E-5,2.5575327942561898E-5,51.013893642731553,0.65331524670406171,0.65331054632909602,0.66137450985585611,0.10515632478377679,0.10515632478377679,0.10515632478377679,0.10515632478377679,null,null,26.394004436521058,null,null,3.0417149478563149E-6,0,0,24.619889206210495]
[526,0.60950173812282726,3.0475086906141371,{"$f":"IF('Calculation Sheet'!$D$59=\"YES\",(Vcc_max-C553)*ILIM_FINAL_TOL,(Vcc_max-C553)*($AE$13+IF(C553>=$AE$8,$AE$7,0)+(IF(C553>=$AE$6,C553,0)/$AE$5)+IF(C553>$AE$10,($AE$9/C553),0)))","v":4.4762729374879999},4.5008204808184162,2.6454434506526239,0.22802716014212443,2.5098837065673507E-4,5.0529069108238289E-3,1.3548207163047721E-3,4.7207260752645386,5.9767886946273663E-2,1.5488659957894946E-2,1.1989659312376943E-3,4.0101573146600344E-5,2.5616961259800064E-5,51.015274587258986,0.65428869275851742,0.65428398606142757,0.6623587806271698,0.105325267579369,0.105325267579369,0.105325267579369,0.105325267579369,null,null,26.396187065966654,null,null,3.047508690614137E-6,0,0,24.619087521292332]
[527,0.61066048667439154,3.0533024333719583,{"$f":"IF('Calculation Sheet'!$D$59=\"YES\",(Vcc_max-C554)*ILIM_FINAL_TOL,(Vcc_max-C554)*($AE$13+IF(C554>=$AE$8,$AE$7,0)+(IF(C554>=$AE$6,C554,0)/$AE$5)+IF(C554>$AE$10,($AE$9/C554),0)))","v":4.4733761002874717},4.497923644186784,2.6479517441674885,0.22838691028160163,2.5139600797974282E-4,5.0611086101373104E-3,1.3539445059453925E-3,4.7180323346786501,5.9864240887708142E-2,1.551376812423122E-2,1.2009129777093008E-3,4.0166704944333276E-5,2.5658567651021258E-5,51.0166258419736,0.65526115406254126,0.65525644105254122,0.66334205080499764,0.1054940919616465,0.1054940919616465,0.1054940919616465,0.1054940919616465,null,null,26.398367939391079,null,null,3.0533024333719583E-6,0,0,24.618257902582521]
[528,0.61181923522595583,3.0590961761297799,{"$f":"IF('Calculation Sheet'!$D$59=\"YES\",(Vcc_max-C555)*ILIM_FINAL_TOL,(Vcc_max-C555)*($AE$13+IF(C555>=$AE$8,$AE$7,0)+(IF(C555>=$AE$6,C555,0)/$AE$5)+IF(C555>$AE$10,($AE$9/C555),0)))","v":4.4704792630198096},4.4950268074880171,2.6504526324846447,0.22874638464660357,2.5180338144625836E-4,5.0693049806467272E-3,1.3530682955646967E-3,4.7153363560785619,5.9960529527335105E-2,1.5538859843977626E-2,1.2028587629577814E-3,4.0231794590006587E-5,2.5700147115337302E-5,51.017947489104095,0.6562326308666746,0.65622791155297433,0.66432432064728708,0.10566279793518074,0.10566279793518074,0.10566279793518074,0.10566279793518074,null,null,26.40054705702109,null,null,3.05909617612978E-6,0,0,24.617400432083006]
[529,0.61297798377752011,3.0648899188876007,{"$f":"IF('Calculation Sheet'!$D$59=\"YES\",(Vcc_max-C556)*ILIM_FINAL_TOL,(Vcc_max-C556)*($AE$13+IF(C556>=$AE$8,$AE$7,0)+(IF(C556>=$AE$6,C556,0)/$AE$5)+IF(C556>$AE$10,($AE$9/C556),0)))","v":4.467582425685011},4.4921299707221145,2.6529461257493523,0.22910558326047781,2.5221049105716986E-4,5.0774960223618493E-3,1.3521920851644609E-3,4.7126381641252317,6.0056752866577412E-2,1.5563935117226535E-2,1.204803286983136E-3,4.0296842084508455E-5,2.5741699653636374E-5,51.019239610275449,0.65720312342139575,0.65719839781320077,0.6653055904119185,0.10583138550454141,0.10583138550454141,0.10583138550454141,0.10583138550454141,null,null,26.40272441908337,null,null,3.0648899188876005E-6,0,0,24.616515191192079]
[530,0.6141367323290845,3.0706836616454227,{"$f":"IF('Calculation Sheet'!$D$59=\"YES\",(Vcc_max-C557)*ILIM_FINAL_TOL,(Vcc_max-C557)*($AE$13+IF(C557>=$AE$8,$AE$7,0)+(IF(C557>=$AE$6,C557,0)/$AE$5)+IF(C557>$AE$10,($AE$9/C557),0)))","v":4.4646855882830794},4.4892331338890772,2.6554322340929719,0.2294645061465701,2.5261733681247733E-4,5.0856817352924466E-3,1.351315874743797E-3,4.7099377832078693,6.0152910906857926E-2,1.5588993944069429E-2,1.2067465497862528E-3,4.0361847426950703E-5,2.5783225265918475E-5,51.02050228651499,0.65817263197711906,0.65816790008363002,0.66628586035670612,0.10599985467429995,0.10599985467429995,0.10599985467429995,0.10599985467429995,null,null,26.404900025804544,null,null,3.0706836616454226E-6,0,0,24.615602260710446]
[531,0.61529548088064878,3.0764774044032439,{"$f":"IF('Calculation Sheet'!$D$59=\"YES\",(Vcc_max-C558)*ILIM_FINAL_TOL,(Vcc_max-C558)*($AE$13+IF(C558>=$AE$8,$AE$7,0)+(IF(C558>=$AE$6,C558,0)/$AE$5)+IF(C558>$AE$10,($AE$9/C558),0)))","v":4.4617887508140113},4.4863362969889051,2.6579109676329837,0.22982315332822356,2.5302391871129259E-4,5.093862119447401E-3,1.350439664302705E-3,4.7072352374469268,6.0249003649600397E-2,1.5614036324598679E-2,1.2086885513680201E-3,4.0426810618221509E-5,2.5824723951295425E-5,51.021735598258708,0.65914115678419449,0.65913641861460848,0.66726513073939708,0.10616820544902694,0.10616820544902694,0.10616820544902694,0.10616820544902694,null,null,26.407073877411211,null,null,3.0764774044032439E-6,0,0,24.614661720847497]
[532,0.61645422943221306,3.0822711471610655,{"$f":"IF('Calculation Sheet'!$D$59=\"YES\",(Vcc_max-C559)*ILIM_FINAL_TOL,(Vcc_max-C559)*($AE$13+IF(C559>=$AE$8,$AE$7,0)+(IF(C559>=$AE$6,C559,0)/$AE$5)+IF(C559>$AE$10,($AE$9/C559),0)))","v":4.4588919132778084},4.4834394600215983,2.660382336473007,0.23018152482877952,2.5343023675450382E-4,5.1020371748373705E-3,1.3495634538411849E-3,4.7045305506970632,6.0345031096227686E-2,1.5639062258906655E-2,1.2106292917284378E-3,4.0491731657432695E-5,2.5866195710655404E-5,51.022939625357367,0.6601086980929094,0.66010395365641905,0.66824340181767283,0.10633643783329205,0.10633643783329205,0.10633643783329205,0.10633643783329205,null,null,26.409245974129927,null,null,3.0822711471610656E-6,0,0,24.61369365122744]
[533,0.61761297798377734,3.0880648899188867,{"$f":"IF('Calculation Sheet'!$D$59=\"YES\",(Vcc_max-C560)*ILIM_FINAL_TOL,(Vcc_max-C560)*($AE$13+IF(C560>=$AE$8,$AE$7,0)+(IF(C560>=$AE$6,C560,0)/$AE$5)+IF(C560>$AE$10,($AE$9/C560),0)))","v":4.4559950756744717},4.4805426229871568,2.6628463507028188,0.23053962067157752,2.5383629094211102E-4,5.110206901471237E-3,1.3486872433592367E-3,4.7018237465500725,6.0440993248162656E-2,1.5664071747085728E-2,1.2125687708683941E-3,4.0556610545472438E-5,2.5907640543998411E-5,51.024114447082432,0.66107525615348672,0.66107050545928026,0.66922067384914774,0.10650455183166585,0.10650455183166585,0.10650455183166585,0.10650455183166585,null,null,26.411416316187172,null,null,3.0880648899188869E-6,0,0,24.612698130895261]
[534,0.61877172653534174,3.0938586326767088,{"$f":"IF('Calculation Sheet'!$D$59=\"YES\",(Vcc_max-C561)*ILIM_FINAL_TOL,(Vcc_max-C561)*($AE$13+IF(C561>=$AE$8,$AE$7,0)+(IF(C561>=$AE$6,C561,0)/$AE$5)+IF(C561>$AE$10,($AE$9/C561),0)))","v":4.4530982380039994},4.4776457858855796,2.6653030203983725,0.23089744087995623,2.5424208127322601E-4,5.1183712993587704E-3,1.3478110328577486E-3,4.6991148483377785,6.0536890106829055E-2,1.5689064789228269E-2,1.214506988787889E-3,4.0621447281452561E-5,2.5949058450436269E-5,51.025260142132176,0.66204083121608592,0.6620360742733471,0.67019694709137045,0.10667254744871801,0.10667254744871801,0.10667254744871801,0.10667254744871801,null,null,26.41358490380939,null,null,3.0938586326767086E-6,0,0,24.611675238322785]
[535,0.61993047508690602,3.0996523754345304,{"$f":"IF('Calculation Sheet'!$D$59=\"YES\",(Vcc_max-C562)*ILIM_FINAL_TOL,(Vcc_max-C562)*($AE$13+IF(C562>=$AE$8,$AE$7,0)+(IF(C562>=$AE$6,C562,0)/$AE$5)+IF(C562>$AE$10,($AE$9/C562),0)))","v":4.4502014002663914},4.4747489487168677,2.6677523556218166,0.23125498547724987,2.5464760774873696E-4,5.1265303685097408E-3,1.3469348223349442E-3,4.6964038791349019,6.0632721673648859E-2,1.5714041385425759E-2,1.2164439454878107E-3,4.0686241866261241E-5,2.5990449430857154E-5,51.026376788637428,0.6630054235308025,0.66300066034871152,0.67117222180182257,0.10684042468901911,0.10684042468901911,0.10684042468901911,0.10684042468901911,null,null,26.415751737222973,null,null,3.0996523754345303E-6,0,0,24.610625051414456]
[536,0.6210892236384703,3.1054461181923516,{"$f":"IF('Calculation Sheet'!$D$59=\"YES\",(Vcc_max-C563)*ILIM_FINAL_TOL,(Vcc_max-C563)*($AE$13+IF(C563>=$AE$8,$AE$7,0)+(IF(C563>=$AE$6,C563,0)/$AE$5)+IF(C563>$AE$10,($AE$9/C563),0)))","v":4.4473045624616496},4.471852111481021,2.6701943664215149,0.23161225448679268,2.5505287036864388E-4,5.1346841089339179E-3,1.3460586117925999E-3,4.6936908617618931,6.0728487950045817E-2,1.5739001535770569E-2,1.2183796409681591E-3,4.0750994299010301E-5,2.6031813485261068E-5,51.027464464167572,0.66396903334766888,0.66396426393540109,0.6721464982379195,0.10700818355713793,0.10700818355713793,0.10700818355713793,0.10700818355713793,null,null,26.417916816654284,null,null,3.1054461181923516E-6,0,0,24.609547647513288]
[537,0.62224797219003458,3.1112398609501732,{"$f":"IF('Calculation Sheet'!$D$59=\"YES\",(Vcc_max-C564)*ILIM_FINAL_TOL,(Vcc_max-C564)*($AE$13+IF(C564>=$AE$8,$AE$7,0)+(IF(C564>=$AE$6,C564,0)/$AE$5)+IF(C564>$AE$10,($AE$9/C564),0)))","v":4.4444077245897731},4.4689552741780396,2.6726290628320646,0.2319692479319162,2.5545786913294677E-4,5.1428325206410719E-3,1.3451824012298275E-3,4.6909758187877317,6.0824188937442791E-2,1.5763945240355071E-2,1.2203140752298225E-3,4.0815704580587919E-5,2.6073150613648011E-5,51.028523245736224,0.66493166091665357,0.66492688528338029,0.6731197766570105,0.10717582405764414,0.10717582405764414,0.10717582405764414,0.10717582405764414,null,null,26.420080142329599,null,null,3.1112398609501733E-6,0,0,24.608443103406625]
[538,0.62340672074159897,3.1170336037079949,{"$f":"IF('Calculation Sheet'!$D$59=\"YES\",(Vcc_max-C565)*ILIM_FINAL_TOL,(Vcc_max-C565)*($AE$13+IF(C565>=$AE$8,$AE$7,0)+(IF(C565>=$AE$6,C565,0)/$AE$5)+IF(C565>$AE$10,($AE$9/C565),0)))","v":4.44151088665076},4.4660584368079226,2.6750564548743156,0.23232596583595022,2.5586260404075745E-4,5.1509756036409726E-3,1.3443061906466269E-3,4.6882587725327012,6.0919824637262643E-2,1.5788872499271633E-2,1.222247248273689E-3,4.0880372710105917E-5,2.6114460815129803E-5,51.029553209807062,0.66589330648766154,0.66588852464254966,0.67409205731637822,0.10734334619510744,0.10734334619510744,0.10734334619510744,0.10734334619510744,null,null,26.422241714475184,null,null,3.117033603707995E-6,0,0,24.607311495331878]
[539,0.62456546929316326,3.1228273464658165,{"$f":"IF('Calculation Sheet'!$D$59=\"YES\",(Vcc_max-C566)*ILIM_FINAL_TOL,(Vcc_max-C566)*($AE$13+IF(C566>=$AE$8,$AE$7,0)+(IF(C566>=$AE$6,C566,0)/$AE$5)+IF(C566>$AE$10,($AE$9/C566),0)))","v":4.4386140486446131},4.4631615993706708,2.6774765525553876,0.23268240822222275,2.5626707509296409E-4,5.1591133579425019E-3,1.3434299800429983E-3,4.6855397450711278,6.1015395050928234E-2,1.5813783312612628E-2,1.2241791600997587E-3,4.0944998688452472E-5,2.6155744090594624E-5,51.03055443229929,0.66685397031053428,0.66684918226274625,0.67506334047323913,0.1075107499740966,0.1075107499740966,0.1075107499740966,0.1075107499740966,null,null,26.424401533317219,null,null,3.1228273464658163E-6,0,0,24.606152898982071]
[540,0.62572421784472754,3.1286210892236381,{"$f":"IF('Calculation Sheet'!$D$59=\"YES\",(Vcc_max-C567)*ILIM_FINAL_TOL,(Vcc_max-C567)*($AE$13+IF(C567>=$AE$8,$AE$7,0)+(IF(C567>=$AE$6,C567,0)/$AE$5)+IF(C567>$AE$10,($AE$9/C567),0)))","v":4.4357172105713314},4.4602647618662843,2.6798893658686911,0.23303857511405912,2.566712822895667E-4,5.1672457835563179E-3,1.3425537694189416E-3,4.682818758234089,6.1110900179862426E-2,1.5838677680469537E-2,1.2261098107089197E-3,4.1009582514739407E-5,2.6197000440042473E-5,51.03152698859342,0.66781365263504933,0.66780885839374404,0.67603362638474307,0.10767803539918042,0.10767803539918042,0.10767803539918042,0.10767803539918042,null,null,26.426559599081884,null,null,3.128621089223638E-6,0,0,24.604967389511536]
[541,0.62688296639629193,3.1344148319814598,{"$f":"IF('Calculation Sheet'!$D$59=\"YES\",(Vcc_max-C568)*ILIM_FINAL_TOL,(Vcc_max-C568)*($AE$13+IF(C568>=$AE$8,$AE$7,0)+(IF(C568>=$AE$6,C568,0)/$AE$5)+IF(C568>$AE$10,($AE$9/C568),0)))","v":4.4328203724309159},4.457367924294763,2.6822949047939457,0.23339446653478291,2.5707522563056528E-4,5.1753728804913024E-3,1.3416775587753449E-3,4.6800958336120972,6.1206340025488082E-2,1.5863555602934731E-2,1.228039200101172E-3,4.1074124189854899E-5,2.6238229862585172E-5,51.032470953536723,0.66877235371092114,0.66876755328525261,0.67700291530797418,0.10784520247492768,0.10784520247492768,0.10784520247492768,0.10784520247492768,null,null,26.428715911995237,null,null,3.1344148319814597E-6,0,0,24.603755041541486]
[542,0.62804171494785621,3.1402085747392814,{"$f":"IF('Calculation Sheet'!$D$59=\"YES\",(Vcc_max-C569)*ILIM_FINAL_TOL,(Vcc_max-C569)*($AE$13+IF(C569>=$AE$8,$AE$7,0)+(IF(C569>=$AE$6,C569,0)/$AE$5)+IF(C569>$AE$10,($AE$9/C569),0)))","v":4.4299235342233629},4.454471086656107,2.6846931792971978,0.2337500825077159,2.5747890511595983E-4,5.1834946487572253E-3,1.3408013481104319E-3,4.6773709925577487,6.1301714589228062E-2,1.5888417080100581E-2,1.2299673282774037E-3,4.1138623712910771E-5,2.6279432359110899E-5,51.033386401448624,0.66973007378780025,0.66972526718691849,0.67797120749994999,0.10801225120590718,0.10801225120590718,0.10801225120590718,0.10801225120590718,null,null,26.43087047228336,null,null,3.1402085747392815E-6,0,0,24.602515929165264]
[543,0.62920046349942049,3.1460023174971026,{"$f":"IF('Calculation Sheet'!$D$59=\"YES\",(Vcc_max-C570)*ILIM_FINAL_TOL,(Vcc_max-C570)*($AE$13+IF(C570>=$AE$8,$AE$7,0)+(IF(C570>=$AE$6,C570,0)/$AE$5)+IF(C570>$AE$10,($AE$9/C570),0)))","v":4.427026695948677},4.4515742489503163,2.6870841993308399,0.2341054230561781,2.5788232074575035E-4,5.1916110883638567E-3,1.3399251374259791E-3,4.674644256188345,6.139702387250523E-2,1.5913262112059456E-2,1.2318941952385032E-3,4.1203081084795201E-5,2.6320607929619655E-5,51.034273406126303,0.67068681311527367,0.67068200034832426,0.67893850321762184,0.10817918159668682,0.10817918159668682,0.10817918159668682,0.10817918159668682,null,null,26.43302328017225,null,null,3.1460023174971027E-6,0,0,24.601250125954053]
[544,0.63035921205098477,3.1517960602549242,{"$f":"IF('Calculation Sheet'!$D$59=\"YES\",(Vcc_max-C571)*ILIM_FINAL_TOL,(Vcc_max-C571)*($AE$13+IF(C571>=$AE$8,$AE$7,0)+(IF(C571>=$AE$6,C571,0)/$AE$5)+IF(C571>$AE$10,($AE$9/C571),0)))","v":4.4241298576068555},4.4486774111773899,2.6894679748336299,0.23446048820348775,2.5828547251904865E-4,5.1997221993209664E-3,1.3390489267210981E-3,4.6719156453884869,6.1492267876742446E-2,1.5938090698903729E-2,1.2338198009844703E-3,4.1267496304620011E-5,2.6361756574111439E-5,51.035132040849859,0.67164257194286536,0.67163775301898987,0.67990480271787446,0.1083459936518345,0.1083459936518345,0.1083459936518345,0.1083459936518345,null,null,26.435174335887847,null,null,3.151796060254924E-6,0,0,24.599957704962012]
[545,0.63151796060254917,3.1575898030127463,{"$f":"IF('Calculation Sheet'!$D$59=\"YES\",(Vcc_max-C572)*ILIM_FINAL_TOL,(Vcc_max-C572)*($AE$13+IF(C572>=$AE$8,$AE$7,0)+(IF(C572>=$AE$6,C572,0)/$AE$5)+IF(C572>$AE$10,($AE$9/C572),0)))","v":4.4212330191978984},4.4457805733373288,2.6918445157307094,0.23481527797296042,2.5868836043674293E-4,5.2078279816383244E-3,1.3381727159949008E-3,4.6691851808126392,6.1587446603362572E-2,1.596290284072488E-2,1.2357441455161933E-3,4.1331869373273378E-5,2.6402878291698073E-5,51.035962378387694,0.67259735052003533,0.67259252544837089,0.68087010625752686,0.10851268737591901,0.10851268737591901,0.10851268737591901,0.10851268737591901,null,null,26.437323639656064,null,null,3.1575898030127462E-6,0,0,24.59863873873163]
[546,0.63267670915411345,3.1633835457705675,{"$f":"IF('Calculation Sheet'!$D$59=\"YES\",(Vcc_max-C573)*ILIM_FINAL_TOL,(Vcc_max-C573)*($AE$13+IF(C573>=$AE$8,$AE$7,0)+(IF(C573>=$AE$6,C573,0)/$AE$5)+IF(C573>$AE$10,($AE$9/C573),0)))","v":4.4183361807218073},4.4428837354301329,2.6942138319336211,0.23516979238790903,2.5909098449883317E-4,5.2159284353248125E-3,1.3372965052491637E-3,4.6664528828876648,6.1682560053787583E-2,1.598769853761528E-2,1.2376672288336721E-3,4.1396200289867124E-5,2.6443973083267736E-5,51.036764491001733,0.67355114909618052,0.67354631788586028,0.6818344140933319,0.10867926277350826,0.10867926277350826,0.10867926277350826,0.10867926277350826,null,null,26.439471191702768,null,null,3.1633835457705675E-6,0,0,24.597293299298965]
[547,0.63383545770567773,3.1691772885283891,{"$f":"IF('Calculation Sheet'!$D$59=\"YES\",(Vcc_max-C574)*ILIM_FINAL_TOL,(Vcc_max-C574)*($AE$13+IF(C574>=$AE$8,$AE$7,0)+(IF(C574>=$AE$6,C574,0)/$AE$5)+IF(C574>$AE$10,($AE$9/C574),0)))","v":4.4154393421785816},4.4399868974558023,2.6965759333403305,0.23552403147164647,2.5949334470531937E-4,5.2240235603910889E-3,1.3364202944838866E-3,4.6637187718153337,6.1777608229440339E-2,1.6012477789667301E-2,1.2395890509377949E-3,4.1460489055289429E-5,2.6485040948820426E-5,51.037538450452615,0.67450396792063394,0.67449913058078659,0.68279772648197534,0.10884571984916924,0.10884571984916924,0.10884571984916924,0.10884571984916924,null,null,26.441616992253742,null,null,3.1691772885283892E-6,0,0,24.595921458198873]
[548,0.63499420625724201,3.1749710312862103,{"$f":"IF('Calculation Sheet'!$D$59=\"YES\",(Vcc_max-C575)*ILIM_FINAL_TOL,(Vcc_max-C575)*($AE$13+IF(C575>=$AE$8,$AE$7,0)+(IF(C575>=$AE$6,C575,0)/$AE$5)+IF(C575>$AE$10,($AE$9/C575),0)))","v":4.4125425035682211},4.437090059414337,2.6989308298352408,0.2358779952474821,2.5989544105620155E-4,5.2321133568460354E-3,1.3355440836972932E-3,4.6609828675748037,6.1872591131743704E-2,1.6037240596973312E-2,1.2415096118285618E-3,4.1524735668652113E-5,2.6526081887467967E-5,51.038284328004799,0.67545580724266596,0.67545096378241531,0.68376004368007814,0.10901205860746987,0.10901205860746987,0.10901205860746987,0.10901205860746987,null,null,26.443761041534756,null,null,3.1749710312862105E-6,0,0,24.594523286470043]
[549,0.6361529548088064,3.1807647740440324,{"$f":"IF('Calculation Sheet'!$D$59=\"YES\",(Vcc_max-C576)*ILIM_FINAL_TOL,(Vcc_max-C576)*($AE$13+IF(C576>=$AE$8,$AE$7,0)+(IF(C576>=$AE$6,C576,0)/$AE$5)+IF(C576>$AE$10,($AE$9/C576),0)))","v":4.4096456648907241},4.434193221305736,2.7012785312892142,0.23623168373872527,2.6029727355147969E-4,5.2401978246994219E-3,1.3346678728911598E-3,4.658245189925073,6.1967508762120538E-2,1.6061986959624797E-2,1.243428911507749E-3,4.1588940130843355E-5,2.6567095900098536E-5,51.039002194431625,0.67640666731148258,0.6764018177399489,0.68472136594419375,0.10917827905297806,0.10917827905297806,0.10917827905297806,0.10917827905297806,null,null,26.44590333977153,null,null,3.1807647740440322E-6,0,0,24.593098854660095]
[550,0.63731170336037068,3.186558516801854,{"$f":"IF('Calculation Sheet'!$D$59=\"YES\",(Vcc_max-C577)*ILIM_FINAL_TOL,(Vcc_max-C577)*($AE$13+IF(C577>=$AE$8,$AE$7,0)+(IF(C577>=$AE$6,C577,0)/$AE$5)+IF(C577>$AE$10,($AE$9/C577),0)))","v":4.4067488261460941},4.4312963831300003,2.7036190475595889,0.23658509696868002,2.606988421911538E-4,5.2482769639610183E-3,1.3337916620637102E-3,4.6555057584074069,6.2062361121992815E-2,1.6086716877714125E-2,1.2453469499744685E-3,4.1653102440974976E-5,2.6608082986712134E-5,51.039692120020305,0.67735654837622672,0.67735169270252582,0.68568169353081032,0.10934438119025991,0.10934438119025991,0.10934438119025991,0.10934438119025991,null,null,26.448043887189709,null,null,3.1865585168018539E-6,0,0,24.591648232830597]
[551,0.63847045191193497,3.1923522595596752,{"$f":"IF('Calculation Sheet'!$D$59=\"YES\",(Vcc_max-C578)*ILIM_FINAL_TOL,(Vcc_max-C578)*($AE$13+IF(C578>=$AE$8,$AE$7,0)+(IF(C578>=$AE$6,C578,0)/$AE$5)+IF(C578>$AE$10,($AE$9/C578),0)))","v":4.4038519873343285},4.4283995448871298,2.705952388490199,0.23693823496065125,2.6110014697522388E-4,5.2563507746405946E-3,1.3329154512167207E-3,4.6527645923477348,6.2157148212783397E-2,1.6111430351334555E-2,1.2472637272296083E-3,4.1717222599935155E-5,2.6649043146420581E-5,51.040354174576976,0.67830545068597781,0.67830058891922196,0.68664102669634941,0.10951036502388334,0.10951036502388334,0.10951036502388334,0.10951036502388334,null,null,26.450182684014905,null,null,3.1923522595596752E-6,0,0,24.590171490562071]
[552,0.63962920046349925,3.1981460023174968,{"$f":"IF('Calculation Sheet'!$D$59=\"YES\",(Vcc_max-C579)*ILIM_FINAL_TOL,(Vcc_max-C579)*($AE$13+IF(C579>=$AE$8,$AE$7,0)+(IF(C579>=$AE$6,C579,0)/$AE$5)+IF(C579>$AE$10,($AE$9/C579),0)))","v":4.4009551484554272},4.4255027065771246,2.7082785639113922,0.23729109773794121,2.6150118790368992E-4,5.2644192567479209E-3,1.3320392403493031E-3,4.6500217108590274,6.2251870035914258E-2,1.6136127380576681E-2,1.2491792432740567E-3,4.1781300606835714E-5,2.6689976380112057E-5,51.040988427431465,0.6792533744897522,0.67924850663904879,0.68759936569716729,0.10967623055841447,0.10967623055841447,0.10967623055841447,0.10967623055841447,null,null,26.452319730472681,null,null,3.1981460023174969E-6,0,0,24.588668696958784]
[553,0.64078794901506364,3.2039397450753184,{"$f":"IF('Calculation Sheet'!$D$59=\"YES\",(Vcc_max-C580)*ILIM_FINAL_TOL,(Vcc_max-C580)*($AE$13+IF(C580>=$AE$8,$AE$7,0)+(IF(C580>=$AE$6,C580,0)/$AE$5)+IF(C580>$AE$10,($AE$9/C580),0)))","v":4.3980583095093913},4.4226058681999847,2.7105975836400473,0.23764368532385038,2.6190196497744012E-4,5.2724824102918788E-3,1.3311630294614574E-3,4.6472771328436391,6.234652659280826E-2,1.6160807965533763E-2,1.2510934981087019E-3,4.1845336462564831E-5,2.6730882687786561E-5,51.041594947442242,0.68020032003650321,0.68019544611095517,0.68855671078955316,0.10984197779841942,0.10984197779841942,0.10984197779841942,0.10984197779841942,null,null,26.454455026788548,null,null,3.2039397450753186E-6,0,0,24.587139920653694]
[554,0.64194669756662792,3.2097334878331401,{"$f":"IF('Calculation Sheet'!$D$59=\"YES\",(Vcc_max-C581)*ILIM_FINAL_TOL,(Vcc_max-C581)*($AE$13+IF(C581>=$AE$8,$AE$7,0)+(IF(C581>=$AE$6,C581,0)/$AE$5)+IF(C581>$AE$10,($AE$9/C581),0)))","v":4.3951614704962214},4.41970902975571,2.7129094574795944,0.23799599774167568,2.6230247819558627E-4,5.2805402352831265E-3,1.3302868185531835E-3,4.6445308769956313,6.2441117884888264E-2,1.6185472106298171E-2,1.2530064917335437E-3,4.1909330166234326E-5,2.6771762069444094E-5,51.042173803001191,0.68114628757511975,0.68114140758382602,0.68951306222973052,0.1100076067484661,0.1100076067484661,0.1100076067484661,0.1100076067484661,null,null,26.456588573187975,null,null,3.2097334878331399E-6,0,0,24.585585229813216]
[555,0.6431054461181922,3.2155272305909617,{"$f":"IF('Calculation Sheet'!$D$59=\"YES\",(Vcc_max-C582)*ILIM_FINAL_TOL,(Vcc_max-C582)*($AE$13+IF(C582>=$AE$8,$AE$7,0)+(IF(C582>=$AE$6,C582,0)/$AE$5)+IF(C582>$AE$10,($AE$9/C582),0)))","v":4.3922646314159159},4.4168121912442997,2.715214195220033,0.23834803501471402,2.627027275581284E-4,5.2885927317305459E-3,1.3294106076244816E-3,4.6417829618030666,6.2535643913576244E-2,1.6210119802961387E-2,1.2549182241485823E-3,4.197328171873238E-5,2.6812614524196476E-5,51.042725062038258,0.68209127735442809,0.68208639130648363,0.69046842027385669,0.11017311741311975,0.11017311741311975,0.11017311741311975,0.11017311741311975,null,null,26.458720369896373,null,null,3.2155272305909616E-6,0,0,24.584004692141885]
[556,0.64426419466975648,3.2213209733487829,{"$f":"IF('Calculation Sheet'!$D$59=\"YES\",(Vcc_max-C583)*ILIM_FINAL_TOL,(Vcc_max-C583)*($AE$13+IF(C583>=$AE$8,$AE$7,0)+(IF(C583>=$AE$6,C583,0)/$AE$5)+IF(C583>$AE$10,($AE$9/C583),0)))","v":4.3893677922684748},4.4139153526657546,2.7175118066379493,0.23869979716625878,2.631027130650665E-4,5.296639899644795E-3,1.3285343966762397E-3,4.63903340555028,6.2630104680294174E-2,1.6234751055615781E-2,1.2568286953547059E-3,4.2037191119170814E-5,2.6853440052931887E-5,51.043248792026361,0.68303528962319149,0.68303039752768679,0.69142278517802325,0.11033850979694648,0.11033850979694648,0.11033850979694648,0.11033850979694648,null,null,26.460850417139113,null,null,3.2213209733487829E-6,0,0,24.582398374887248]
[557,0.64542294322132088,3.2271147161066049,{"$f":"IF('Calculation Sheet'!$D$59=\"YES\",(Vcc_max-C584)*ILIM_FINAL_TOL,(Vcc_max-C584)*($AE$13+IF(C584>=$AE$8,$AE$7,0)+(IF(C584>=$AE$6,C584,0)/$AE$5)+IF(C584>$AE$10,($AE$9/C584),0)))","v":4.3864709530538999},4.4110185140200748,2.7198023014965358,0.23905128421960331,2.6350243471640056E-4,5.3046817390347556E-3,1.3276581857066816E-3,4.6362822263201213,6.2724500186464915E-2,1.6259365864353725E-2,1.2587379053528025E-3,4.2101058368437805E-5,2.6894238655650327E-5,51.043745059985746,0.68397832463010921,0.68397342649613035,0.69237615719825563,0.11050378390451243,0.11050378390451243,0.11050378390451243,0.11050378390451243,null,null,26.462978715141499,null,null,3.227114716106605E-6,0,0,24.580766344844246]
[558,0.64658169177288516,3.2329084588644261,{"$f":"IF('Calculation Sheet'!$D$59=\"YES\",(Vcc_max-C585)*ILIM_FINAL_TOL,(Vcc_max-C585)*($AE$13+IF(C585>=$AE$8,$AE$7,0)+(IF(C585>=$AE$6,C585,0)/$AE$5)+IF(C585>$AE$10,($AE$9/C585),0)))","v":4.3835741137721902},4.4081216753072603,2.722085689545608,0.23940249619803655,2.6390189251213059E-4,5.3127182499101977E-3,1.3267819747175835E-3,4.6335294419961794,6.2818830433510442E-2,1.6283964229266701E-2,1.2606458541428722E-3,4.2164883465645175E-5,2.6935010331463616E-5,51.04421393248883,0.68492038262381794,0.68491547846044698,0.69332853659051352,0.11066893974038283,0.11066893974038283,0.11066893974038283,0.11066893974038283,null,null,26.465105264128802,null,null,3.2329084588644263E-6,0,0,24.579108668360028]
[559,0.64774044032444944,3.2387022016222478,{"$f":"IF('Calculation Sheet'!$D$59=\"YES\",(Vcc_max-C586)*ILIM_FINAL_TOL,(Vcc_max-C586)*($AE$13+IF(C586>=$AE$8,$AE$7,0)+(IF(C586>=$AE$6,C586,0)/$AE$5)+IF(C586>$AE$10,($AE$9/C586),0)))","v":4.3806772744233449},4.405224836527311,2.7243619805216257,0.23975343312484743,2.6430108645314476E-4,5.3207494322808913E-3,1.3259057637080573E-3,4.630775070264975,6.2913095422853615E-2,1.6308546150447967E-2,1.2625525417258032E-3,4.2228666411681104E-5,2.6975755081259933E-5,51.044655475664612,0.68586146385289037,0.68585655366920495,0.69427992361069002,0.11083397730912381,0.11083397730912381,0.11083397730912381,0.11083397730912381,null,null,26.467230064326262,null,null,3.2387022016222476E-6,0,0,24.57742541133835]
[560,0.64889918887601372,3.2444959443800689,{"$f":"IF('Calculation Sheet'!$D$59=\"YES\",(Vcc_max-C587)*ILIM_FINAL_TOL,(Vcc_max-C587)*($AE$13+IF(C587>=$AE$8,$AE$7,0)+(IF(C587>=$AE$6,C587,0)/$AE$5)+IF(C587>$AE$10,($AE$9/C587),0)))","v":4.3777804350073639},4.4023279976802261,2.726631184147708,0.24010409502332219,2.6470001653855491E-4,5.328775286155718E-3,1.3250295526781031E-3,4.6280191286181322,6.300729515591641E-2,1.6333111627989005E-2,1.2644579681024837E-3,4.2292407205657412E-5,2.7016472905039279E-5,51.04506975520318,0.68680156856583618,0.68679665237091037,0.69523031851461248,0.1109988966153006,0.1109988966153006,0.1109988966153006,0.1109988966153006,null,null,26.46935311595902,null,null,3.2444959443800689E-6,0,0,24.57571663924416]
[561,0.65005793742757811,3.250289687137891,{"$f":"IF('Calculation Sheet'!$D$59=\"YES\",(Vcc_max-C588)*ILIM_FINAL_TOL,(Vcc_max-C588)*($AE$13+IF(C588>=$AE$8,$AE$7,0)+(IF(C588>=$AE$6,C588,0)/$AE$5)+IF(C588>$AE$10,($AE$9/C588),0)))","v":4.3748835955242509},4.3994311587660064,2.7288933101336532,0.24045448191674534,2.6509868276836102E-4,5.3367958115453362E-3,1.3241533416277207E-3,4.6252616343545272,6.3101429634120798E-2,1.6357660661982187E-2,1.2663621332729136E-3,4.2356105848462278E-5,2.7057163801913475E-5,51.045456836360138,0.68774069701110241,0.68773577481400494,0.69617972155804253,0.11116369766347844,0.11116369766347844,0.11116369766347844,0.11116369766347844,null,null,26.471474419252221,null,null,3.250289687137891E-6,0,0,24.573982417107917]
[562,0.6512166859791424,3.2560834298957126,{"$f":"IF('Calculation Sheet'!$D$59=\"YES\",(Vcc_max-C589)*ILIM_FINAL_TOL,(Vcc_max-C589)*($AE$13+IF(C589>=$AE$8,$AE$7,0)+(IF(C589>=$AE$6,C589,0)/$AE$5)+IF(C589>$AE$10,($AE$9/C589),0)))","v":4.3719867559740004},4.396534319784652,2.7311483681759574,0.24080459382839869,2.6549708514256309E-4,5.3448110084586276E-3,1.3232771305569102E-3,4.6225026045824134,6.3195498858888755E-2,1.6382193252518995E-2,1.2682650372379811E-3,4.2419762339207523E-5,2.70978277727707E-5,51.045816783961037,0.68867884943707169,0.68867392124686821,0.69712813299667564,0.11132838045822258,0.11132838045822258,0.11132838045822258,0.11132838045822258,null,null,26.473593974430933,null,null,3.2560834298957127E-6,0,0,24.572222809530103]
[563,0.65237543453070668,3.2618771726535338,{"$f":"IF('Calculation Sheet'!$D$59=\"YES\",(Vcc_max-C590)*ILIM_FINAL_TOL,(Vcc_max-C590)*($AE$13+IF(C590>=$AE$8,$AE$7,0)+(IF(C590>=$AE$6,C590,0)/$AE$5)+IF(C590>$AE$10,($AE$9/C590),0)))","v":4.3690899163566153},4.3936374807361629,2.7333963679578313,0.24115443078156229,2.6589522366204932E-4,5.3528208769062502E-3,1.3224009194665598E-3,4.6197420562215186,6.3289502831643141E-2,1.6406709399692687E-2,1.2701666799976863E-3,4.2483376678781326E-5,2.7138464817610952E-5,51.046149662405739,0.68961602609206496,0.68961109191781622,0.69807555308614155,0.11149294500409823,0.11149294500409823,0.11149294500409823,0.11149294500409823,null,null,26.475711781720179,null,null,3.261877172653534E-6,0,0,24.57043788068556]
[564,0.65353418308227107,3.2676709154113559,{"$f":"IF('Calculation Sheet'!$D$59=\"YES\",(Vcc_max-C591)*ILIM_FINAL_TOL,(Vcc_max-C591)*($AE$13+IF(C591>=$AE$8,$AE$7,0)+(IF(C591>=$AE$6,C591,0)/$AE$5)+IF(C591>$AE$10,($AE$9/C591),0)))","v":4.3661930766720953},4.3907406416205381,2.7356373191492205,0.24150399279951529,2.6629309832593151E-4,5.3608254168970859E-3,1.3215247083548931E-3,4.6169800060051251,6.338344155380593E-2,1.6431209103594746E-2,1.2720670615529173E-3,4.2546948866295509E-5,2.7179074935546055E-5,51.046455535672635,0.69055222722433873,0.69054728707510149,0.69902198208200383,0.11165739130566887,0.11165739130566887,0.11165739130566887,0.11165739130566887,null,null,26.477827841344926,null,null,3.2676709154113557E-6,0,0,24.568627694327709]
[565,0.65469293163383535,3.2734646581691775,{"$f":"IF('Calculation Sheet'!$D$59=\"YES\",(Vcc_max-C592)*ILIM_FINAL_TOL,(Vcc_max-C592)*($AE$13+IF(C592>=$AE$8,$AE$7,0)+(IF(C592>=$AE$6,C592,0)/$AE$5)+IF(C592>$AE$10,($AE$9/C592),0)))","v":4.3632962369204398},4.3878438024377795,2.7378712314068219,0.24185327990553329,2.6669070913420967E-4,5.3688246284409047E-3,1.3206484972236865E-3,4.6142164704821234,6.3477315026799097E-2,1.6455692364317542E-2,1.2739661819036741E-3,4.2610478902638249E-5,2.7219658127464186E-5,51.046734467322942,0.69148745308208692,0.69148250696691349,0.69996742023976033,0.11182171936749974,0.11182171936749974,0.11182171936749974,0.11182171936749974,null,null,26.479942153530111,null,null,3.2734646581691775E-6,0,0,24.566792313792831]
[566,0.65585168018539963,3.2792584009269987,{"$f":"IF('Calculation Sheet'!$D$59=\"YES\",(Vcc_max-C593)*ILIM_FINAL_TOL,(Vcc_max-C593)*($AE$13+IF(C593>=$AE$8,$AE$7,0)+(IF(C593>=$AE$6,C593,0)/$AE$5)+IF(C593>$AE$10,($AE$9/C593),0)))","v":4.3603993971016521},4.3849469631878852,2.7400981143741023,0.24220229212289102,2.6708805608777197E-4,5.3768185115474765E-3,1.3197722860720518E-3,4.6114514660190453,6.3571123252044615E-2,1.6480159181953447E-2,1.2758640410508448E-3,4.2673966786921369E-5,2.7260214393365345E-5,51.046986520504937,0.69242170391343993,0.69241675184137863,0.70091186781484272,0.11198592919415518,0.11198592919415518,0.11198592919415518,0.11198592919415518,null,null,26.482054718500613,null,null,3.2792584009269988E-6,0,0,24.564931802004324]
[567,0.65701042873696391,3.2850521436848203,{"$f":"IF('Calculation Sheet'!$D$59=\"YES\",(Vcc_max-C594)*ILIM_FINAL_TOL,(Vcc_max-C594)*($AE$13+IF(C594>=$AE$8,$AE$7,0)+(IF(C594>=$AE$6,C594,0)/$AE$5)+IF(C594>$AE$10,($AE$9/C594),0)))","v":4.3575025572157271},4.3820501238708562,2.7423179776813171,0.2425510294748614,2.6748513918573025E-4,5.3848070662256831E-3,1.3188960748999889E-3,4.6086850088020705,6.3664866230964456E-2,1.6504609556594829E-2,1.2777606389953178E-3,4.2737412520033047E-5,2.7300743733249533E-5,51.04721175795806,0.69335497996646556,0.6933500219465607,0.70185532506261739,0.11215002079019953,0.11215002079019953,0.11215002079019953,0.11215002079019953,null,null,26.484165536481253,null,null,3.2850521436848205E-6,0,0,24.563046221476807]
[568,0.65816917728852831,3.290845886442642,{"$f":"IF('Calculation Sheet'!$D$59=\"YES\",(Vcc_max-C595)*ILIM_FINAL_TOL,(Vcc_max-C595)*($AE$13+IF(C595>=$AE$8,$AE$7,0)+(IF(C595>=$AE$6,C595,0)/$AE$5)+IF(C595>$AE$10,($AE$9/C595),0)))","v":4.3546057172626673},4.3791532844866925,2.7445308309455272,0.24289949198471472,2.6788195842808449E-4,5.3927902924861826E-3,1.318019863707498E-3,4.6059171148390172,6.3758543964980596E-2,1.6529043488333173E-2,1.2796559757370929E-3,4.2800816101085104E-5,2.7341246146228571E-5,51.047410242017051,0.69428728148916852,0.69428231753045955,0.70279779223838457,0.11231399416019627,0.11231399416019627,0.11231399416019627,0.11231399416019627,null,null,26.486274607696814,null,null,3.2908458864426422E-6,0,0,24.561135634320237]
[569,0.65932792584009259,3.2966396292004632,{"$f":"IF('Calculation Sheet'!$D$59=\"YES\",(Vcc_max-C596)*ILIM_FINAL_TOL,(Vcc_max-C596)*($AE$13+IF(C596>=$AE$8,$AE$7,0)+(IF(C596>=$AE$6,C596,0)/$AE$5)+IF(C596>$AE$10,($AE$9/C596),0)))","v":4.3517088772424737},4.376256445035394,2.7467366837706182,0.24324767967571859,2.6827851381572287E-4,5.400768190338745E-3,1.317143652494579E-3,4.6031477999613069,6.3852156455515008E-2,1.6553460977260848E-2,1.2815500512770583E-3,4.2864177530965719E-5,2.7381721633190637E-5,51.047582034616035,0.6952186087294896,0.69521363884101195,0.70373926959737876,0.11247784930870885,0.11247784930870885,0.11247784930870885,0.11247784930870885,null,null,26.488381932372029,null,null,3.296639629200463E-6,0,0,24.559200102244006]
[570,0.66048667439165687,3.3024333719582843,{"$f":"IF('Calculation Sheet'!$D$59=\"YES\",(Vcc_max-C597)*ILIM_FINAL_TOL,(Vcc_max-C597)*($AE$13+IF(C597>=$AE$8,$AE$7,0)+(IF(C597>=$AE$6,C597,0)/$AE$5)+IF(C597>$AE$10,($AE$9/C597),0)))","v":4.3488120371551462},4.3733596055169608,2.7489355457473179,0.24359559257114061,2.6867480534775723E-4,5.4087407597922521E-3,1.3162674412612319E-3,4.6003770798259049,6.3945703703989665E-2,1.6577862023470225E-2,1.2834428656152141E-3,4.2927496808786714E-5,2.7422170194135731E-5,51.047727197292524,0.6961489619353074,0.69614398612609252,0.70467975739476874,0.11264158624030163,0.11264158624030163,0.11264158624030163,0.11264158624030163,null,null,26.490487510731587,null,null,3.3024333719582843E-6,0,0,24.557239686560937]
[571,0.66164542294322115,3.308227114716106,{"$f":"IF('Calculation Sheet'!$D$59=\"YES\",(Vcc_max-C598)*ILIM_FINAL_TOL,(Vcc_max-C598)*($AE$13+IF(C598>=$AE$8,$AE$7,0)+(IF(C598>=$AE$6,C598,0)/$AE$5)+IF(C598>$AE$10,($AE$9/C598),0)))","v":4.3459151970006813},4.3704627659313928,2.7511274264532153,0.24394323069424484,2.6907083302507573E-4,5.4167080008564739E-3,1.3153912300083448E-3,4.5976049699172474,6.4039185711826541E-2,1.6602246627053674E-2,1.2853344187524485E-3,4.2990773934548088E-5,2.7462591828175675E-5,51.047845791191428,0.69707834135443658,0.69707335963351191,0.7056192558856571,0.11280520495953805,0.11280520495953805,0.11280520495953805,0.11280520495953805,null,null,26.492591343000107,null,null,3.308227114716106E-6,0,0,24.55525444819132]
[572,0.66280417149478554,3.3140208574739281,{"$f":"IF('Calculation Sheet'!$D$59=\"YES\",(Vcc_max-C599)*ILIM_FINAL_TOL,(Vcc_max-C599)*($AE$13+IF(C599>=$AE$8,$AE$7,0)+(IF(C599>=$AE$6,C599,0)/$AE$5)+IF(C599>$AE$10,($AE$9/C599),0)))","v":4.3430183567790825},4.3675659262786892,2.7533123354527769,0.24429059406829445,2.694665968467902E-4,5.4246699135411802E-3,1.3145150187341414E-3,4.5948314855491388,6.4132602480447609E-2,1.6626614788102678E-2,1.2872247106896495E-3,4.305400890913802E-5,2.7502986536198648E-5,51.04793787706889,0.69800674723462963,0.69800175961101774,0.70655776532508119,0.1129687054709807,0.1129687054709807,0.1129687054709807,0.1129687054709807,null,null,26.494693429402187,null,null,3.3140208574739282E-6,0,0,24.553244447666703]
[573,0.66396292004634982,3.3198146002317492,{"$f":"IF('Calculation Sheet'!$D$59=\"YES\",(Vcc_max-C600)*ILIM_FINAL_TOL,(Vcc_max-C600)*($AE$13+IF(C600>=$AE$8,$AE$7,0)+(IF(C600>=$AE$6,C600,0)/$AE$5)+IF(C600>$AE$10,($AE$9/C600),0)))","v":4.3401215164903482},4.3646690865588509,2.7554902822973659,0.24463768271654907,2.6986209681378881E-4,5.4326264978561412E-3,1.3136388074403982E-3,4.5920566418666358,6.4225954011274844E-2,1.6650966506710496E-2,1.2891137414268172E-3,4.3117201731668331E-5,2.7543354318204649E-5,51.048003515296379,0.69893417982357553,0.69892918630629541,0.70749528596801214,0.11313208777919304,0.11313208777919304,0.11313208777919304,0.11313208777919304,null,null,26.496793770162355,null,null,3.319814600231749E-6,0,0,24.551209745134024]
[574,0.66512166859791411,3.3256083429895709,{"$f":"IF('Calculation Sheet'!$D$59=\"YES\",(Vcc_max-C601)*ILIM_FINAL_TOL,(Vcc_max-C601)*($AE$13+IF(C601>=$AE$8,$AE$7,0)+(IF(C601>=$AE$6,C601,0)/$AE$5)+IF(C601>$AE$10,($AE$9/C601),0)))","v":4.337224676134479},4.3617722467718778,2.7576612765252602,0.24498449666226829,2.7025733292518339E-4,5.4405777538111266E-3,1.3127625961262268E-3,4.5892804538479028,6.431924030572933E-2,1.667530178296861E-2,1.2910015109639517E-3,4.31803524030272E-5,2.75836951733055E-5,51.048042765864324,0.69986063936890019,0.69985563996696643,0.7084318180693554,0.11329535188873852,0.11329535188873852,0.11329535188873852,0.11329535188873852,null,null,26.498892365505121,null,null,3.3256083429895708E-6,0,0,24.549150400359203]
[575,0.66628041714947839,3.3314020857473921,{"$f":"IF('Calculation Sheet'!$D$59=\"YES\",(Vcc_max-C602)*ILIM_FINAL_TOL,(Vcc_max-C602)*($AE$13+IF(C602>=$AE$8,$AE$7,0)+(IF(C602>=$AE$6,C602,0)/$AE$5)+IF(C602>$AE$10,($AE$9/C602),0)))","v":4.3343278357114761},4.3588754069177691,2.7598253276616691,0.2453310359287082,2.7065230518186212E-4,5.4485236814159066E-3,1.3118863847916273E-3,4.5865029363060543,6.4412461365233931E-2,1.6699620616969391E-2,1.2928880193028292E-3,4.3243460922326449E-5,2.762400910238938E-5,51.0480556883861,0.70078612611816649,0.70078112084058963,0.70936736188395111,0.11345849780417883,0.11345849780417883,0.11345849780417883,0.11345849780417883,null,null,26.50098921565489,null,null,3.331402085747392E-6,0,0,24.54706647273121]
[576,{"$f":"($AE$11/2000)*(A603)","v":0.66743916570104278},{"$f":"$AE$13*B603*10^-3/($AE$4*10^-6)","v":3.3371958285052141},{"$f":"IF('Calculation Sheet'!$D$59=\"YES\",(Vcc_max-C603)*ILIM_FINAL_TOL,(Vcc_max-C603)*($AE$13+IF(C603>=$AE$8,$AE$7,0)+(IF(C603>=$AE$6,C603,0)/$AE$5)+IF(C603>$AE$10,($AE$9/C603),0)))","v":4.3314309952213366},4.3559785669965256,2.7619824452187531,0.24567730053912396,2.7104701358293681E-4,5.4564642806793628E-3,1.3110101734365998E-3,4.5837241038909715,6.450561719120973E-2,1.672392300880432E-2,1.2947732664425615E-3,4.3306527290454255E-5,2.7664296105456287E-5,51.048042342101631,0.70171064031887465,0.70170562917466084,0.71030191766657369,0.11362152553007743,0.11362152553007743,0.11362152553007743,0.11362152553007743,null,null,26.503084320836084,null,null,{"$f":"IF(C603>=$AE$6,C603,0)/$AE$5","v":3.3371958285052142E-6},{"$f":"IF(C603>=$AE$8,$AE$7,0)","v":0},{"$f":"IF(C603>$AE$10,($AE$9/C603),0)","v":0},{"$f":"(Q603-AA603)*IF((Vcc_max-C603)>$F$4,1,0)","v":24.544958021265547}]
[577,0.66859791425260706,3.3429895712630353,{"$f":"IF('Calculation Sheet'!$D$59=\"YES\",(Vcc_max-C604)*ILIM_FINAL_TOL,(Vcc_max-C604)*($AE$13+IF(C604>=$AE$8,$AE$7,0)+(IF(C604>=$AE$6,C604,0)/$AE$5)+IF(C604>$AE$10,($AE$9/C604),0)))","v":4.3285341546640632},{"$f":"(D603+((((EXP(-(B604-B603)*10^-3/$F$14)))*(E603-D603))))","v":4.3530817270081474},{"$f":"(D603+((((EXP(-(B604-B603)*10^-3/$F$15)))*(F603-D603))))","v":2.7641326386956395},{"$f":"(D603+((((EXP(-(B604-B603)*10^-3/$F$16)))*(G603-D603))))","v":0.24602329051676808},{"$f":"(D603+((((EXP(-(B604-B603)*10^-3/$F$17)))*(H603-D603))))","v":2.7144145812929565E-4},{"$f":"(D603+((((EXP(-(B604-B603)*10^-3/$F$18)))*(I603-D603))))","v":5.4643995516121535E-3},{"$f":"(D603+((((EXP(-(B604-B603)*10^-3/$F$19)))*(JX603-D603))))","v":1.3101339620620323E-3},{"$f":"(D603+((((EXP(-(B604-B603)*10^-3/$F$20)))*(K603-D603))))","v":4.5809439710911031},{"$f":"(D603+((((EXP(-(B604-B603)*10^-3/$F$21)))*(L603-D603))))","v":6.4598707785078702E-2},{"$f":"(D603+((((EXP(-(B604-B603)*10^-3/$F$22)))*(M603-D603))))","v":1.6748208958566657E-2},1.2966572523849251E-3,4.3369551506522441E-5,2.7704556181618045E-5,51.048002785881295,{"$f":"(D603+((((EXP(-(B604-B603)*10^-3/$B$14)))*(R603-D603))))","v":0.70263418221846186},{"$f":"(D603+((((EXP(-(B604-B603)*10^-3/$B$15)))*(S603-D603))))","v":0.70262916521661278},{"$f":"(D603+((((EXP(-(B604-B603)*10^-3/$B$16)))*(T603-D603))))","v":0.7112354856719314},{"$f":"(D603+((((EXP(-(B604-B603)*10^-3/$B$17)))*(U603-D603))))","v":0.113784435070996},{"$f":"(D603+((((EXP(-(B604-B603)*10^-3/$B$18)))*(V603-D603))))","v":0.113784435070996},0.113784435070996,0.113784435070996,null,null,26.505177681273025,null,null,3.3429895712630355E-6,0,0,24.542825104608269]
[578,0.66975666280417134,3.3487833140208569,{"$f":"IF('Calculation Sheet'!$D$59=\"YES\",(Vcc_max-C605)*ILIM_FINAL_TOL,(Vcc_max-C605)*($AE$13+IF(C605>=$AE$8,$AE$7,0)+(IF(C605>=$AE$6,C605,0)/$AE$5)+IF(C605>$AE$10,($AE$9/C605),0)))","v":4.3256373140396551},4.3501848869526345,2.7662759175784428,0.2463690058848913,2.7183563882005046E-4,5.4723294942231604E-3,1.3092577506661485E-3,4.5781625522352423,6.4691733148261932E-2,1.6772478466347884E-2,{"$f":"(D604+((((EXP(-(B605-B604)*10^-3/$F$23)))*(N604-D604))))","v":1.29853997712992E-3},{"$f":"(D604+((((EXP(-(B605-B604)*10^-3/$F$24)))*(O604-D604))))","v":4.3432533571419185E-5},{"$f":"(D604+((((EXP(-(B605-B604)*10^-3/$F$25)))*(P604-D604))))","v":2.7744789331762831E-5},{"$f":"$C$6+(E605*$G$14)+(F605*$G$15)+(G605*$G$16)+(H605*$G$17)+(I605*$G$18)+(J605*$G$19)+(K605*$G$20)+(L605*$G$21)+(M605*$G$22)","v":51.047937078229445},0.70355675206430224,0.70355172921381559,0.71216806615466677,0.11394722643149713,0.11394722643149713,{"$f":"(D604+((((EXP(-(B605-B604)*10^-3/$B$19)))*(W604-D604))))","v":0.11394722643149713},{"$f":"(D604+((((EXP(-(B605-B604)*10^-3/$B$20)))*(X604-D604))))","v":0.11394722643149713},null,null,{"$f":"$C$6+(R605*$C$14)+(S605*$C$15)+(T605*$C$16)+(U605*$C$17)+(V605*$C$18)+(W605*$C$19)+(X605*$C$20)","v":26.507269297190021},null,null,3.3487833140208568E-6,0,0,24.540667781039424]
[579,0.67091541135573562,3.3545770567786786,{"$f":"IF('Calculation Sheet'!$D$59=\"YES\",(Vcc_max-C606)*ILIM_FINAL_TOL,(Vcc_max-C606)*($AE$13+IF(C606>=$AE$8,$AE$7,0)+(IF(C606>=$AE$6,C606,0)/$AE$5)+IF(C606>$AE$10,($AE$9/C606),0)))","v":4.3227404733481123},4.3472880468299868,2.7684122913402804,0.24671444666674258,2.7222955565608942E-4,5.4802541085221534E-3,1.3083815392507248E-3,4.5753798614942855,6.4784693282181394E-2,1.6796731532240372E-2,1.3004214406784342E-3,4.3495473484256308E-5,2.7784995555890646E-5,51.047845277288211,0.70447835010370685,0.70447332141357588,0.71309965936935749,0.11410989961614337,0.11410989961614337,0.11410989961614337,0.11410989961614337,null,null,26.509359168811311,null,null,3.3545770567786785E-6,0,0,24.538486108476899]
[580,0.67207415990730002,3.3603707995365002,{"$f":"IF('Calculation Sheet'!$D$59=\"YES\",(Vcc_max-C607)*ILIM_FINAL_TOL,(Vcc_max-C607)*($AE$13+IF(C607>=$AE$8,$AE$7,0)+(IF(C607>=$AE$6,C607,0)/$AE$5)+IF(C607>$AE$10,($AE$9/C607),0)))","v":4.3198436325894338},4.3443912066402035,2.7705417694412917,0.2470596128855691,2.7262320863741252E-4,5.4881733945189026E-3,1.3075053278139848E-3,4.5725959128829761,6.4877588188259061E-2,1.6820968156335603E-2,1.3023016430304679E-3,4.355837124592199E-5,2.782517485311331E-5,51.047727440840966,0.7053989765839237,0.7053939420631381,0.71403026557051463,0.11427245462949553,0.11427245462949553,0.11427245462949553,0.11427245462949553,null,null,26.511447296361094,null,null,3.3603707995365002E-6,0,0,24.536280144479871]
[581,0.6732329084588643,3.3661645422943218,{"$f":"IF('Calculation Sheet'!$D$59=\"YES\",(Vcc_max-C608)*ILIM_FINAL_TOL,(Vcc_max-C608)*($AE$13+IF(C608>=$AE$8,$AE$7,0)+(IF(C608>=$AE$6,C608,0)/$AE$5)+IF(C608>$AE$10,($AE$9/C608),0)))","v":4.3169467917636215},4.3414943663832863,2.7726643613286548,0.24740450456461538,2.7301659776313159E-4,5.4960873522231779E-3,1.3066291163577048E-3,4.5698107202616205,6.4970417867916908E-2,1.6845188338726835E-2,1.3041805841869092E-3,4.362122685552805E-5,2.7865327224319003E-5,51.047583626315998,0.7063186317521386,0.70631359140968319,0.71495988501258445,0.11443489147611619,0.11443489147611619,0.11443489147611619,0.11443489147611619,null,null,26.513533680063517,null,null,3.3661645422943219E-6,0,0,24.53404994625248]
[582,0.67439165701042858,3.371958285052143,{"$f":"IF('Calculation Sheet'!$D$59=\"YES\",(Vcc_max-C609)*ILIM_FINAL_TOL,(Vcc_max-C609)*($AE$13+IF(C609>=$AE$8,$AE$7,0)+(IF(C609>=$AE$6,C609,0)/$AE$5)+IF(C609>$AE$10,($AE$9/C609),0)))","v":4.3140499508706727},4.3385975260592335,2.7747800764366053,0.24774912172712416,2.734097230341348E-4,5.5039959816447492E-3,1.3057529048809968E-3,4.5670242973377926,6.506318232257513E-2,1.6869392079505552E-2,1.3060582641477581E-3,4.3684040313962669E-5,2.7905452669507724E-5,51.047413890789969,0.70723731585547345,0.70723226970032949,0.71588851794994701,0.11459721016056612,0.11459721016056612,0.11459721016056612,0.11459721016056612,null,null,26.515618320142675,null,null,3.3719582850521432E-6,0,0,24.531795570647294]
[583,0.67555040556199286,3.3777520278099646,{"$f":"IF('Calculation Sheet'!$D$59=\"YES\",(Vcc_max-C610)*ILIM_FINAL_TOL,(Vcc_max-C610)*($AE$13+IF(C610>=$AE$8,$AE$7,0)+(IF(C610>=$AE$6,C610,0)/$AE$5)+IF(C610>$AE$10,($AE$9/C610),0)))","v":4.31115310991059},4.335700685668046,2.7768889241864541,0.24809346439633639,2.7380258445042216E-4,5.5118992827933866E-3,1.3048766933838607E-3,4.5642366576680171,6.5155881553656592E-2,1.6893579378764123E-2,1.3079346829139027E-3,4.3746811620337667E-5,2.7945551188679474E-5,51.047218290991502,0.70815502914098838,0.70814997718213224,0.71681616463691755,0.11475941068740703,0.11475941068740703,0.11475941068740703,0.11475941068740703,null,null,26.517701216822623,null,null,3.3777520278099645E-6,0,0,24.529517074168879]
[584,0.67670915411355725,3.3835457705677867,{"$f":"IF('Calculation Sheet'!$D$59=\"YES\",(Vcc_max-C611)*ILIM_FINAL_TOL,(Vcc_max-C611)*($AE$13+IF(C611>=$AE$8,$AE$7,0)+(IF(C611>=$AE$6,C611,0)/$AE$5)+IF(C611>$AE$10,($AE$9/C611),0)))","v":4.3082562688833717},4.3328038452097237,2.7789909139866036,0.24843753259549128,2.7419518201110549E-4,5.5197972556779717E-3,1.3040004818671846E-3,4.5614478146594317,6.5248515562582377E-2,1.6917750236594919E-2,1.3098098404853431E-3,4.3809540775541223E-5,2.7985622780946073E-5,51.046996883304459,0.7090717718556796,0.70906671410208411,0.71774282532774514,0.11492149306120059,0.11492149306120059,0.11492149306120059,0.11492149306120059,null,null,26.51978237032737,null,null,3.3835457705677866E-6,0,0,24.527214512977089]
[585,0.67786790266512154,3.3893395133256079,{"$f":"IF('Calculation Sheet'!$D$59=\"YES\",(Vcc_max-C612)*ILIM_FINAL_TOL,(Vcc_max-C612)*($AE$13+IF(C612>=$AE$8,$AE$7,0)+(IF(C612>=$AE$6,C612,0)/$AE$5)+IF(C612>$AE$10,($AE$9/C612),0)))","v":4.3053594277890195},4.3299070046842667,2.7810860552325671,0.24878132634782535,2.7458751571707296E-4,5.5276899003082747E-3,1.3031242703291923E-3,4.5586577815714371,6.5341084350773571E-2,1.6941904653089424E-2,1.3116837368638556E-3,4.3872227778685158E-5,2.8025667447195701E-5,51.046749723771534,0.70998754424648114,0.70998248070711467,0.71866850027661311,0.11508345728650671,0.11508345728650671,0.11508345728650671,0.11508345728650671,null,null,26.521861780880855,null,null,3.3893395133256079E-6,0,0,24.524887942890679]
[586,0.67902665121668582,3.3951332560834295,{"$f":"IF('Calculation Sheet'!$D$59=\"YES\",(Vcc_max-C613)*ILIM_FINAL_TOL,(Vcc_max-C613)*($AE$13+IF(C613>=$AE$8,$AE$7,0)+(IF(C613>=$AE$6,C613,0)/$AE$5)+IF(C613>$AE$10,($AE$9/C613),0)))","v":4.3024625866275317},4.3270101640916749,2.7831743573069851,0.24912484567657422,2.7497958556832458E-4,5.5355772166949535E-3,1.3022480587716601E-3,4.5558665715173206,6.5433587919652147E-2,1.6966042628340894E-2,1.3135563720485521E-3,4.3934872630657651E-5,2.8065685187428357E-5,51.046476868097606,0.71090234656026396,0.71089727724409046,0.71959318973763953,0.11524530336788708,0.11524530336788708,0.11524530336788708,0.11524530336788708,null,null,26.523939448706994,null,null,3.3951332560834296E-6,0,0,24.522537419390613]
[587,0.6801853997682501,3.4009269988412507,{"$f":"IF('Calculation Sheet'!$D$59=\"YES\",(Vcc_max-C614)*ILIM_FINAL_TOL,(Vcc_max-C614)*($AE$13+IF(C614>=$AE$8,$AE$7,0)+(IF(C614>=$AE$6,C614,0)/$AE$5)+IF(C614>$AE$10,($AE$9/C614),0)))","v":4.2995657453989091},4.3241133234319475,2.7852558295796443,0.24946809060497088,2.7537139156486035E-4,5.54345920484689E-3,1.3013718471928115E-3,4.5530741974658682,6.5526026270639193E-2,1.6990164162440813E-2,1.3154277460412089E-3,4.3997475330570524E-5,2.8105676000755864E-5,51.046178371652942,0.71181617904383643,0.71181110395981584,0.72051689396487717,0.1154070313099016,0.1154070313099016,0.1154070313099016,0.1154070313099016,null,null,26.52601537402964,null,null,3.4009269988412509E-6,0,0,24.520162997623302]
[588,0.68134414831981449,3.4067207415990728,{"$f":"IF('Calculation Sheet'!$D$59=\"YES\",(Vcc_max-C615)*ILIM_FINAL_TOL,(Vcc_max-C615)*($AE$13+IF(C615>=$AE$8,$AE$7,0)+(IF(C615>=$AE$6,C615,0)/$AE$5)+IF(C615>$AE$10,($AE$9/C615),0)))","v":4.2966689041031509},4.3212164827050854,2.7873304814074942,0.24981106115624652,2.7576293370579208E-4,5.5513358647738542E-3,1.300495635594423E-3,4.5502806722429572,6.5618399405155792E-2,1.7014269255481551E-2,1.3172978588409379E-3,4.4060035879311954E-5,2.8145639888066398E-5,51.045854289476679,0.71272904194394382,0.71272396110103209,0.72143961321231309,0.11556864111711107,0.11556864111711107,0.11556864111711107,0.11556864111711107,null,null,26.528089557072608,null,null,3.4067207415990726E-6,0,0,24.517764732404071]
[589,0.68250289687137877,3.4125144843568944,{"$f":"IF('Calculation Sheet'!$D$59=\"YES\",(Vcc_max-C616)*ILIM_FINAL_TOL,(Vcc_max-C616)*($AE$13+IF(C616>=$AE$8,$AE$7,0)+(IF(C616>=$AE$6,C616,0)/$AE$5)+IF(C616>$AE$10,($AE$9/C616),0)))","v":4.2937720627402589},4.3183196419110885,2.789398322134665,0.25015375735362966,2.7615421199200796E-4,5.5592071964847278E-3,1.2996194239756065E-3,4.5474860085331317,6.5710707324623918E-2,1.7038357907554591E-2,1.3191667104495153E-3,4.4122554275993764E-5,2.8185576849359961E-5,51.045504676279926,0.71364093550726881,0.71363584891441745,0.72236134773386906,0.11573013279407629,0.11573013279407629,0.11573013279407629,0.11573013279407629,null,null,26.530161998059654,null,null,3.4125144843568943E-6,0,0,24.515342678220271]
[590,0.68366164542294305,3.4183082271147156,{"$f":"IF('Calculation Sheet'!$D$59=\"YES\",(Vcc_max-C617)*ILIM_FINAL_TOL,(Vcc_max-C617)*($AE$13+IF(C617>=$AE$8,$AE$7,0)+(IF(C617>=$AE$6,C617,0)/$AE$5)+IF(C617>$AE$10,($AE$9/C617),0)))","v":4.2908752213102321},4.3154228010499569,2.7914593610924854,0.25049617922034706,2.7654522642350798E-4,5.567073199990169E-3,1.2987432123363618E-3,4.5446902188811586,6.5802950030464658E-2,1.7062430118753191E-2,1.3210343008669412E-3,4.4185030521504132E-5,2.8225486883748374E-5,51.045129586449178,0.71455185998043103,0.71454676764658753,0.72328209778340113,0.11589150634535628,0.11589150634535628,0.11589150634535628,0.11589150634535628,null,null,26.532232697214482,null,null,3.4183082271147156E-6,0,0,24.512896889234696]
[591,0.68482039397450745,3.4241019698725377,{"$f":"IF('Calculation Sheet'!$D$59=\"YES\",(Vcc_max-C618)*ILIM_FINAL_TOL,(Vcc_max-C618)*($AE$13+IF(C618>=$AE$8,$AE$7,0)+(IF(C618>=$AE$6,C618,0)/$AE$5)+IF(C618>$AE$10,($AE$9/C618),0)))","v":4.2879783798130688},4.3125259601216896,2.7935136075994995,0.25083832677962548,2.7693597700029216E-4,5.5749338752999478E-3,1.297867000676689E-3,4.5418933156935672,6.5895127524099095E-2,1.7086485889168834E-2,1.3229006300941037E-3,4.4247464614954879E-5,2.8265369992119815E-5,51.0447290740494,0.71546181560998789,0.71545671754409534,0.72420186361470007,0.11605276177551183,0.11605276177551183,0.11605276177551183,0.11605276177551183,null,null,26.53430165476076,null,null,3.4241019698725378E-6,0,0,24.510427419288639]
[592,0.68597914252607173,3.4298957126303589,{"$f":"IF('Calculation Sheet'!$D$59=\"YES\",(Vcc_max-C619)*ILIM_FINAL_TOL,(Vcc_max-C619)*($AE$13+IF(C619>=$AE$8,$AE$7,0)+(IF(C619>=$AE$6,C619,0)/$AE$5)+IF(C619>$AE$10,($AE$9/C619),0)))","v":4.2850815382487735},4.3096291191262877,2.7955610709614844,0.25118020005468722,2.7732646372236047E-4,5.5827892224229458E-3,1.2969907889974763E-3,4.5390953112401746,6.5987239806948317E-2,1.7110525218893891E-2,1.324765698131003E-3,4.4309856556346006E-5,2.8305226174474285E-5,51.044303192827172,0.7163708026424338,0.71636569885343127,0.72512064548149135,0.11621389908910196,0.11621389908910196,0.11621389908910196,0.11621389908910196,null,null,26.536368870922114,null,null,3.429895712630359E-6,0,0,24.507934321905058]
[593,0.68713789107763601,3.4356894553881805,{"$f":"IF('Calculation Sheet'!$D$59=\"YES\",(Vcc_max-C620)*ILIM_FINAL_TOL,(Vcc_max-C620)*($AE$13+IF(C620>=$AE$8,$AE$7,0)+(IF(C620>=$AE$6,C620,0)/$AE$5)+IF(C620>$AE$10,($AE$9/C620),0)))","v":4.2821846966173407},4.3067322780637509,2.7976017604714687,0.25152179906875372,2.7771668658971294E-4,5.5906392413689332E-3,1.2961145772969473E-3,4.5362962176555914,6.6079286880434296E-2,1.7134548108019843E-2,1.3266295049785271E-3,4.437220634656569E-5,2.8345055429923605E-5,51.043851996213888,0.71727882132420007,0.71727371182102262,0.72603844363743431,0.11637491829068658,0.11637491829068658,0.11637491829068658,0.11637491829068658,null,null,26.538434345922088,null,null,3.4356894553881803E-6,0,0,24.5054176502918]
[594,0.68829663962920029,3.4414831981460021,{"$f":"IF('Calculation Sheet'!$D$59=\"YES\",(Vcc_max-C621)*ILIM_FINAL_TOL,(Vcc_max-C621)*($AE$13+IF(C621>=$AE$8,$AE$7,0)+(IF(C621>=$AE$6,C621,0)/$AE$5)+IF(C621>$AE$10,($AE$9/C621),0)))","v":4.2792878549187741},4.3038354369340794,2.7996356854097488,0.25186312384504372,2.7810664560234954E-4,5.598483932148568E-3,1.2952383655768784E-3,4.5334960469407113,6.6171268745978118E-2,1.7158554556639949E-2,1.328492050636676E-3,4.4434513984725754E-5,2.8384857759355953E-5,51.043375537328828,0.71818587190165628,0.71818075669323456,0.72695525833612384,0.1165358193848256,0.1165358193848256,0.1165358193848256,0.1165358193848256,null,null,26.540498079984225,null,null,3.441483198146002E-6,0,0,24.502877457344603]
[595,0.68945538818076468,3.4472769409038237,{"$f":"IF('Calculation Sheet'!$D$59=\"YES\",(Vcc_max-C622)*ILIM_FINAL_TOL,(Vcc_max-C622)*($AE$13+IF(C622>=$AE$8,$AE$7,0)+(IF(C622>=$AE$6,C622,0)/$AE$5)+IF(C622>$AE$10,($AE$9/C622),0)))","v":4.2763910131530718},4.3009385957372732,2.8016628550439076,0.252204174406776,2.7849634075938212E-4,5.606323294770732E-3,1.2943621538363814E-3,4.5306948109641834,6.626318540499998E-2,1.7182544564845692E-2,1.3303533351063379E-3,4.4496779471714376E-5,2.8424633162771329E-5,51.042873868982198,0.71909195462110809,0.71908683371636872,0.72787108983108872,0.11669660237607804,0.11669660237607804,0.11669660237607804,0.11669660237607804,null,null,26.54256007333198,null,null,3.4472769409038238E-6,0,0,24.500313795650218]
[596,0.69061413673232896,3.4530706836616454,{"$f":"IF('Calculation Sheet'!$D$59=\"YES\",(Vcc_max-C623)*ILIM_FINAL_TOL,(Vcc_max-C623)*($AE$13+IF(C623>=$AE$8,$AE$7,0)+(IF(C623>=$AE$6,C623,0)/$AE$5)+IF(C623>$AE$10,($AE$9/C623),0)))","v":4.2734941713202348},4.2980417544733323,2.8036832786288297,0.25254495077716399,2.7888577206169884E-4,5.614157329244307E-3,1.2934859420754563E-3,4.5278925214638726,6.6355036858921856E-2,1.7206518132729443E-2,1.332213358388401E-3,4.4559002806643377E-5,2.8464381639281555E-5,51.042347043678191,0.7199970697287994,0.71999194313666459,0.72878593837579286,0.11685726726900203,0.11685726726900203,0.11685726726900203,0.11685726726900203,null,null,26.544620326188763,null,null,3.4530706836616455E-6,0,0,24.497726717489428]
[597,0.69177288528389325,3.4588644264194666,{"$f":"IF('Calculation Sheet'!$D$59=\"YES\",(Vcc_max-C624)*ILIM_FINAL_TOL,(Vcc_max-C624)*($AE$13+IF(C624>=$AE$8,$AE$7,0)+(IF(C624>=$AE$6,C624,0)/$AE$5)+IF(C624>$AE$10,($AE$9/C624),0)))","v":4.270597329420263},4.2951449131422557,2.8056969654067219,0.252885452979422,2.7927493950929971E-4,5.6219860355799511E-3,1.2926097302941031E-3,4.5250891900482975,6.6446823109164832E-2,1.7230475260383571E-2,1.3340721204828654E-3,4.4621183990400937E-5,2.850410318977481E-5,51.041795113617965,0.72090121747091107,0.72089608520029902,0.7296998042236349,0.11701781406815748,0.11701781406815748,0.11701781406815748,0.11701781406815748,null,null,26.546678838777972,null,null,3.4588644264194668E-6,0,0,24.495116274839994]
[598,0.69293163383545753,3.4646581691772882,{"$f":"IF('Calculation Sheet'!$D$59=\"YES\",(Vcc_max-C625)*ILIM_FINAL_TOL,(Vcc_max-C625)*($AE$13+IF(C625>=$AE$8,$AE$7,0)+(IF(C625>=$AE$6,C625,0)/$AE$5)+IF(C625>$AE$10,($AE$9/C625),0)))","v":4.2677004874531566},4.2922480717440443,2.8077039246071274,0.25322568103676169,2.7966384310218473E-4,5.6298094137874344E-3,1.2917335184923218E-3,4.5222848281980577,6.6538544157149992E-2,1.725441594789956E-2,1.3359296213897309E-3,4.4683323022098875E-5,2.8543797814251093E-5,51.041218130702603,0.72180439809356134,0.72179926015338625,0.73061268762794729,0.11717824277810251,0.11717824277810251,0.11717824277810251,0.11717824277810251,null,null,26.5487356113229,null,null,3.4646581691772881E-6,0,0,24.492482519379703]
[599,0.69409038238702192,3.4704519119351103,{"$f":"IF('Calculation Sheet'!$D$59=\"YES\",(Vcc_max-C626)*ILIM_FINAL_TOL,(Vcc_max-C626)*($AE$13+IF(C626>=$AE$8,$AE$7,0)+(IF(C626>=$AE$6,C626,0)/$AE$5)+IF(C626>$AE$10,($AE$9/C626),0)))","v":4.2648036454189144},4.2893512302786982,2.8097041654469459,0.25356563497239293,2.8005248284035389E-4,5.6376274638756385E-3,1.2908573066701123E-3,4.5194794472672424,6.6630200004297535E-2,1.7278340195369779E-2,1.337785861110774E-3,4.4745419902625372E-5,2.8583465511822226E-5,51.040616146536081,0.72270661184280582,0.72270146824197745,0.73152458884199811,0.11733855340339616,0.11733855340339616,0.11733855340339616,0.11733855340339616,null,null,26.55079064404686,null,null,3.4704519119351102E-6,0,0,24.489825502489222]
[600,0.6952491309385862,3.4762456546929315,{"$f":"IF('Calculation Sheet'!$D$59=\"YES\",(Vcc_max-C627)*ILIM_FINAL_TOL,(Vcc_max-C627)*($AE$13+IF(C627>=$AE$8,$AE$7,0)+(IF(C627>=$AE$6,C627,0)/$AE$5)+IF(C627>$AE$10,($AE$9/C627),0)))","v":4.2619068033175385},4.2864543887462174,2.8116976971304481,0.25390531480952205,2.804408587238072E-4,5.6454401858552217E-3,1.289981094828363E-3,4.5166730584848267,6.6721790652029433E-2,1.73022480028866E-2,1.3396408396459947E-3,4.4807474631092248E-5,2.8623106283376387E-5,51.039989212428104,0.72360785896463797,0.72360270971206209,0.73243550811898972,0.11749874594859566,0.11749874594859566,0.11749874594859566,0.11749874594859566,null,null,26.552843937173055,null,null,3.4762456546929315E-6,0,0,24.487145275255049]
[601,0.69640787949015048,3.4820393974507531,{"$f":"IF('Calculation Sheet'!$D$59=\"YES\",(Vcc_max-C628)*ILIM_FINAL_TOL,(Vcc_max-C628)*($AE$13+IF(C628>=$AE$8,$AE$7,0)+(IF(C628>=$AE$6,C628,0)/$AE$5)+IF(C628>$AE$10,($AE$9/C628),0)))","v":4.2590099611490277},4.2835575471466019,2.8136845288492962,0.25424472057135539,2.8082897075343283E-4,5.6532475797350656E-3,1.2891048829652973E-3,4.5138656729560465,6.6813316101766773E-2,1.7326139370542393E-2,1.3414945569953929E-3,4.4869487208387682E-5,2.8662720128913577E-5,51.039337379397033,0.72450813970498817,0.7245029848095661,0.73334544571205962,0.11765882041826004,0.11765882041826004,0.11765882041826004,0.11765882041826004,null,null,26.554895490924661,null,null,3.4820393974507532E-6,0,0,24.484441888472372]
[602,0.69756662804171476,3.4878331402085743,{"$f":"IF('Calculation Sheet'!$D$59=\"YES\",(Vcc_max-C629)*ILIM_FINAL_TOL,(Vcc_max-C629)*($AE$13+IF(C629>=$AE$8,$AE$7,0)+(IF(C629>=$AE$6,C629,0)/$AE$5)+IF(C629>$AE$10,($AE$9/C629),0)))","v":4.2561131189133814},4.2806607054798507,2.8156646697825582,0.25458385228109659,2.812168189283426E-4,5.6610496455249404E-3,1.2882286710826918E-3,4.5110573016637643,6.6904776354929751E-2,1.7350014298429528E-2,1.3433470131598568E-3,4.4931457633623495E-5,2.8702307047545617E-5,51.038660698172698,0.7254074543097242,0.72540229378035326,0.73425440187427915,0.11781877681694741,0.11781877681694741,0.11781877681694741,0.11781877681694741,null,null,26.55694530552482,null,null,3.4878331402085745E-6,0,0,24.481715392647878]
[603,0.69872537659327916,3.4936268829663963,{"$f":"IF('Calculation Sheet'!$D$59=\"YES\",(Vcc_max-C630)*ILIM_FINAL_TOL,(Vcc_max-C630)*($AE$13+IF(C630>=$AE$8,$AE$7,0)+(IF(C630>=$AE$6,C630,0)/$AE$5)+IF(C630>$AE$10,($AE$9/C630),0)))","v":4.2532162766106003},4.2777638637459647,2.8176381290967281,0.25492270996194666,2.8160440324853653E-4,5.6688463832346159E-3,1.2873524591796581E-3,4.5082479554698178,6.6996171412939454E-2,1.7373872786639488E-2,1.3451982081402747E-3,4.4993385907687866E-5,2.8741867040160685E-5,51.037959219199195,0.7263058030246512,0.72630063687022473,0.73516237685865526,0.11797861514921504,0.11797861514921504,0.11797861514921504,0.11797861514921504,null,null,26.558993381196622,null,null,3.4936268829663962E-6,0,0,24.478965838002573]
[604,0.69988412514484344,3.499420625724218,{"$f":"IF('Calculation Sheet'!$D$59=\"YES\",(Vcc_max-C631)*ILIM_FINAL_TOL,(Vcc_max-C631)*($AE$13+IF(C631>=$AE$8,$AE$7,0)+(IF(C631>=$AE$6,C631,0)/$AE$5)+IF(C631>$AE$10,($AE$9/C631),0)))","v":4.2503194342406836},4.2748670219449441,2.8196049159457397,0.2552612936371057,2.819917237140146E-4,5.6766377928738621E-3,1.2864762472561964E-3,4.5054376451163538,6.7087501277216965E-2,1.7397714835264644E-2,1.3470481419366465E-3,4.5055272029692617E-5,2.8781400106758781E-5,51.037232992637669,0.7272031860955126,0.72719801432491948,0.73606937091812963,0.11813833541962104,0.11813833541962104,0.11813833541962104,0.11813833541962104,null,null,26.561039718163077,null,null,3.4994206257242179E-6,0,0,24.476193274474593]
[605,0.70104287369640772,3.5052143684820392,{"$f":"IF('Calculation Sheet'!$D$59=\"YES\",(Vcc_max-C632)*ILIM_FINAL_TOL,(Vcc_max-C632)*($AE$13+IF(C632>=$AE$8,$AE$7,0)+(IF(C632>=$AE$6,C632,0)/$AE$5)+IF(C632>$AE$10,($AE$9/C632),0)))","v":4.2474225918036321},4.2719701800767886,2.8215650394709866,0.25559960332977116,2.8237878032477681E-4,5.6844238744515607E-3,1.2856000353123065E-3,4.5026263812271452,6.7178765949183372E-2,1.7421540444397365E-2,1.3488968145498603E-3,4.5117116000525925E-5,2.8820906247339906E-5,51.036482068369068,0.72809960376798832,0.72809442639011346,0.73697538430557819,0.11829793763272267,0.11829793763272267,0.11829793763272267,0.11829793763272267,null,null,26.563084316647192,null,null,3.5052143684820392E-6,0,0,24.473397751721876]
[606,0.702201622247972,3.5110081112398608,{"$f":"IF('Calculation Sheet'!$D$59=\"YES\",(Vcc_max-C633)*ILIM_FINAL_TOL,(Vcc_max-C633)*($AE$13+IF(C633>=$AE$8,$AE$7,0)+(IF(C633>=$AE$6,C633,0)/$AE$5)+IF(C633>$AE$10,($AE$9/C633),0)))","v":4.2445257492994477},4.2690733381414985,2.8235185088013384,0.25593763906313871,2.8276557308082317E-4,5.69220462797837E-3,1.2847238233479885E-3,4.4998141743088977,6.7269965430258871E-2,1.7445349614129135E-2,1.3507442259799163E-3,4.5178917819299613E-5,2.8860385461015881E-5,51.03570649599682,0.72899505628769612,0.7289898733114204,0.73788041727381204,0.11845742179307717,0.11845742179307717,0.11845742179307717,0.11845742179307717,null,null,26.565127176871897,null,null,3.5110081112398609E-6,0,0,24.470579319124923]
[607,0.70336037079953639,3.5168018539976824,{"$f":"IF('Calculation Sheet'!$D$59=\"YES\",(Vcc_max-C634)*ILIM_FINAL_TOL,(Vcc_max-C634)*($AE$13+IF(C634>=$AE$8,$AE$7,0)+(IF(C634>=$AE$6,C634,0)/$AE$5)+IF(C634>$AE$10,($AE$9/C634),0)))","v":4.2416289067281259},4.2661764961390727,2.8254653330531578,0.25627540086040268,2.8315210198215368E-4,5.6999800534631717E-3,1.2838476113641306E-3,4.4970010347525378,6.7361099721864548E-2,1.7469142344553212E-2,1.3525903762277025E-3,4.5240677486013681E-5,2.8899837748674884E-5,51.034906324849658,0.72988954390019112,0.729884355334391,0.73878447007557702,0.11861678790524177,0.11861678790524177,0.11861678790524177,0.11861678790524177,null,null,26.567168299060079,null,null,3.5168018539976826E-6,0,0,24.467738025789579]
[608,0.70451911935110068,3.5225955967555036,{"$f":"IF('Calculation Sheet'!$D$59=\"YES\",(Vcc_max-C635)*ILIM_FINAL_TOL,(Vcc_max-C635)*($AE$13+IF(C635>=$AE$8,$AE$7,0)+(IF(C635>=$AE$6,C635,0)/$AE$5)+IF(C635>$AE$10,($AE$9/C635),0)))","v":4.2387320640896711},4.2632796540695121,2.8274055213303173,0.25661288874475385,2.8353836702876833E-4,5.7077501509157358E-3,1.2829713993589564E-3,4.4941869728344912,6.7452168825421488E-2,1.7492918635761079E-2,1.3544352652941072E-3,4.5302395001556306E-5,2.8939263110316915E-5,51.034081603984056,0.73078306685096628,0.73077787270451422,0.73968754296355366,0.11877603597377284,0.11877603597377284,0.11877603597377284,0.11877603597377284,null,null,26.569207683434584,null,null,3.5225955967555035E-6,0,0,24.464873920549472]
[609,0.70567786790266496,3.5283893395133248,{"$f":"IF('Calculation Sheet'!$D$59=\"YES\",(Vcc_max-C636)*ILIM_FINAL_TOL,(Vcc_max-C636)*($AE$13+IF(C636>=$AE$8,$AE$7,0)+(IF(C636>=$AE$6,C636,0)/$AE$5)+IF(C636>$AE$10,($AE$9/C636),0)))","v":4.2358352213840806},4.2603828119328169,2.8293390827242177,0.25695010273938301,2.8392436822155531E-4,5.7155149203467204E-3,1.2820951873342423E-3,4.4913719987179421,6.7543172742349888E-2,1.7516678487844217E-2,1.3562788931791303E-3,4.5364070365039311E-5,2.8978661545053797E-5,51.033232382187052,0.73167562538545194,0.73167042566721641,0.74058963619035767,0.11893516600322762,0.11893516600322762,0.11893516600322762,0.11893516600322762,null,null,26.571245330218204,null,null,3.5283893395133248E-6,0,0,24.461987051968848]
[610,0.70683661645422924,3.5341830822711464,{"$f":"IF('Calculation Sheet'!$D$59=\"YES\",(Vcc_max-C637)*ILIM_FINAL_TOL,(Vcc_max-C637)*($AE$13+IF(C637>=$AE$8,$AE$7,0)+(IF(C637>=$AE$6,C637,0)/$AE$5)+IF(C637>$AE$10,($AE$9/C637),0)))","v":4.2329383786113555},4.2574859697289869,2.8312660263138039,0.25728704286747739,2.8431010555962644E-4,5.7232743617650073E-3,1.2812189752891001E-3,4.4885561224540815,6.7634111474070835E-2,1.7540421900895886E-2,1.3581212598836601E-3,4.5425703577350873E-5,2.9018033053773706E-5,51.032358707978709,0.73256721974901629,0.73256201446786129,0.74149075000853948,0.11909417799816246,0.11909417799816246,0.11909417799816246,0.11909417799816246,null,null,26.573281239633683,null,null,3.5341830822711465E-6,0,0,24.459077468345026]
[611,0.70799536500579363,3.5399768250289685,{"$f":"IF('Calculation Sheet'!$D$59=\"YES\",(Vcc_max-C638)*ILIM_FINAL_TOL,(Vcc_max-C638)*($AE$13+IF(C638>=$AE$8,$AE$7,0)+(IF(C638>=$AE$6,C638,0)/$AE$5)+IF(C638>$AE$10,($AE$9/C638),0)))","v":4.2300415357714938},4.2545891274580221,2.8331863611655823,0.25762370915222377,2.8469557904298171E-4,5.7310284751794782E-3,1.2803427632235298E-3,4.4857393539833419,6.7724985022005413E-2,1.7564148875007568E-2,1.3599623654076964E-3,4.5487294637602815E-5,2.9057377636476645E-5,51.031460629614806,0.73345785018696441,0.73345263935174998,0.74239088467058423,0.11925307196313373,0.11925307196313373,0.11925307196313373,0.11925307196313373,null,null,26.575315411903706,null,null,3.5399768250289686E-6,0,0,24.4561452177111]
[612,0.70915411355735791,3.5457705677867897,{"$f":"IF('Calculation Sheet'!$D$59=\"YES\",(Vcc_max-C639)*ILIM_FINAL_TOL,(Vcc_max-C639)*($AE$13+IF(C639>=$AE$8,$AE$7,0)+(IF(C639>=$AE$6,C639,0)/$AE$5)+IF(C639>$AE$10,($AE$9/C639),0)))","v":4.2271446928645},4.2516922851199226,2.8351000963336377,0.25796010161680494,2.8508078867162112E-4,5.7387772606007914E-3,1.2794665511375314E-3,4.4829217031366184,6.7815793387572931E-2,1.7587859410271633E-2,1.3618022097521276E-3,4.5548843546683315E-5,2.9096695292274433E-5,51.030538195089299,0.7343475169445397,0.73434230056412142,0.74329004042891222,0.11941184790269777,0.11941184790269777,0.11941184790269777,0.11941184790269777,null,null,26.577347847250934,null,null,3.5457705677867895E-6,0,0,24.453190347838365]
[613,0.71031286210892219,3.5515643105446113,{"$f":"IF('Calculation Sheet'!$D$59=\"YES\",(Vcc_max-C640)*ILIM_FINAL_TOL,(Vcc_max-C640)*($AE$13+IF(C640>=$AE$8,$AE$7,0)+(IF(C640>=$AE$6,C640,0)/$AE$5)+IF(C640>$AE$10,($AE$9/C640),0)))","v":4.2242478498903688},4.2487954427146883,2.8370072408596503,0.25829622028440324,2.8546573444643286E-4,5.7465207180387168E-3,1.2785903390311049E-3,4.4801031796364743,6.7906536572195364E-2,1.7611553506780453E-2,1.3636407929178418E-3,4.5610350303704195E-5,2.9135986022055249E-5,51.029591452136884,0.73523622026692248,0.73523099835015193,0.74418821753587849,0.11957050582141093,0.11957050582141093,0.11957050582141093,0.11957050582141093,null,null,26.579378545897974,null,null,3.5515643105446112E-6,0,0,24.45021290623891]
[614,0.71147161066048648,3.5573580533024325,{"$f":"IF('Calculation Sheet'!$D$59=\"YES\",(Vcc_max-C641)*ILIM_FINAL_TOL,(Vcc_max-C641)*($AE$13+IF(C641>=$AE$8,$AE$7,0)+(IF(C641>=$AE$6,C641,0)/$AE$5)+IF(C641>$AE$10,($AE$9/C641),0)))","v":4.2213510068491038},4.2458986002423185,2.8389078037729139,0.25863206517819881,2.8585041636652875E-4,5.7542588475021361E-3,1.2777141269042502E-3,4.4772837930983362,6.7997214577292908E-2,1.7635231164626397E-2,1.3654781149048389E-3,4.5671814909553632E-5,2.9175249825819094E-5,51.028620448235436,0.73612396039923134,0.73611873295495611,0.74508541624377322,0.1197290457238287,0.1197290457238287,0.1197290457238287,0.1197290457238287,null,null,26.581407508067361,null,null,3.5573580533024325E-6,0,0,24.447212940168075]
[615,0.71263035921205087,3.5631517960602546,{"$f":"IF('Calculation Sheet'!$D$59=\"YES\",(Vcc_max-C642)*ILIM_FINAL_TOL,(Vcc_max-C642)*($AE$13+IF(C642>=$AE$8,$AE$7,0)+(IF(C642>=$AE$6,C642,0)/$AE$5)+IF(C642>$AE$10,($AE$9/C642),0)))","v":4.218454163740704},4.2430017577028138,2.8408017940903512,0.25896763632136999,2.8623483443190878E-4,5.7619916490008194E-3,1.2768379147578557E-3,4.474463553031673,6.8087827404285761E-2,1.7658892383900948E-2,1.3673141757131191E-3,4.5733237363343449E-5,2.9214486702677789E-5,51.02762523060855,0.7370107375865218,0.73700550462358549,0.74598163680482132,0.11988746761450741,0.11988746761450741,0.11988746761450741,0.11988746761450741,null,null,26.583434733981612,null,null,3.5631517960602546E-6,0,0,24.444190496626938]
[616,0.71378910776361515,3.5689455388180762,{"$f":"IF('Calculation Sheet'!$D$59=\"YES\",(Vcc_max-C643)*ILIM_FINAL_TOL,(Vcc_max-C643)*($AE$13+IF(C643>=$AE$8,$AE$7,0)+(IF(C643>=$AE$6,C643,0)/$AE$5)+IF(C643>$AE$10,($AE$9/C643),0)))","v":4.2155573205651686},4.2401049150961745,2.8426892208165313,0.25930293373709201,2.8661898864346114E-4,5.7697191225454247E-3,1.275961702591033E-3,4.4716424688411651,6.817837505459412E-2,1.7682537164696477E-2,1.3691489753444586E-3,4.5794617665961823E-5,2.9253696653519512E-5,51.026605846227874,0.73789655207378768,0.73789131360102944,0.74687687947118331,0.12004577149800166,0.12004577149800166,0.12004577149800166,0.12004577149800166,null,null,26.58546022386318,null,null,3.5689455388180763E-6,0,0,24.441145622364694]
[617,0.71494785631517943,3.5747392815758974,{"$f":"IF('Calculation Sheet'!$D$59=\"YES\",(Vcc_max-C644)*ILIM_FINAL_TOL,(Vcc_max-C644)*($AE$13+IF(C644>=$AE$8,$AE$7,0)+(IF(C644>=$AE$6,C644,0)/$AE$5)+IF(C644>$AE$10,($AE$9/C644),0)))","v":4.2126604773224985},4.2372080724224004,2.8445700929436875,0.25963795744853968,2.8700287900029764E-4,5.7774412681448339E-3,1.2750854904028941E-3,4.4688205498278579,6.8268857529639071E-2,1.7706165507105354E-2,1.3709825137979692E-3,4.5855955816520577E-5,2.9292879678344264E-5,51.025562341815608,0.73878140410596016,0.7387761601322147,0.74777114449495352,0.1202039573788678,0.1202039573788678,0.1202039573788678,0.1202039573788678,null,null,26.587483977934468,null,null,3.5747392815758972E-6,0,0,24.438078363881139]
[618,0.71610660486674382,3.5805330243337194,{"$f":"IF('Calculation Sheet'!$D$59=\"YES\",(Vcc_max-C645)*ILIM_FINAL_TOL,(Vcc_max-C645)*($AE$13+IF(C645>=$AE$8,$AE$7,0)+(IF(C645>=$AE$6,C645,0)/$AE$5)+IF(C645>$AE$10,($AE$9/C645),0)))","v":4.2097636340126936},4.2343112296814907,2.8464444194517329,0.25997270747888512,2.8738650550330647E-4,5.785158085808817E-3,1.2742092781952152E-3,4.4659978051903044,6.835927483084081E-2,1.7729777411219949E-2,1.3728147910754274E-3,4.5917251815907889E-5,2.9332035776263865E-5,51.024494763846896,0.73966529392790781,0.73966004446200673,0.74866443212816236,0.1203620252616604,0.1203620252616604,0.1203620252616604,0.1203620252616604,null,null,26.589505996417838,null,null,3.5805330243337193E-6,0,0,24.434988767429058]
[619,0.7172653534183081,3.5863267670915406,{"$f":"IF('Calculation Sheet'!$D$59=\"YES\",(Vcc_max-C646)*ILIM_FINAL_TOL,(Vcc_max-C646)*($AE$13+IF(C646>=$AE$8,$AE$7,0)+(IF(C646>=$AE$6,C646,0)/$AE$5)+IF(C646>$AE$10,($AE$9/C646),0)))","v":4.2068667906357549},4.2314143868734462,2.8483122093082773,0.26030718385129825,2.8776986815159944E-4,5.7928695755462556E-3,1.2733330659671083E-3,4.4631742440256961,6.8449626959620424E-2,1.7753372877131746E-2,1.374645807176833E-3,4.597850566323558E-5,2.9371164948166495E-5,51.023403158552043,0.74054822178443747,0.74054296683520748,0.7495567426227745,0.12051997515093404,0.12051997515093404,0.12051997515093404,0.12051997515093404,null,null,26.591526279535604,null,null,3.5863267670915406E-6,0,0,24.431876879016439]
[620,0.71842410196987239,3.5921205098493623,{"$f":"IF('Calculation Sheet'!$D$59=\"YES\",(Vcc_max-C647)*ILIM_FINAL_TOL,(Vcc_max-C647)*($AE$13+IF(C647>=$AE$8,$AE$7,0)+(IF(C647>=$AE$6,C647,0)/$AE$5)+IF(C647>$AE$10,($AE$9/C647),0)))","v":4.2039699471916796},4.228517543998267,2.8501734714686457,0.2606413865889472,2.8815296694517656E-4,5.800575737367808E-3,1.2724568537194614E-3,4.4603498753309765,6.8539913917397222E-2,1.7776951904933114E-2,1.3764755621021862E-3,4.6039717358503651E-5,2.9410267194052153E-5,51.02228757191903,0.7414301879202938,0.7414249274965572,0.75044807623069021,0.1206778070512442,0.1206778070512442,0.1206778070512442,0.1206778070512442,null,null,26.593544827510023,null,null,3.5921205098493623E-6,0,0,24.428742744409007]
[621,0.71958285052143667,3.5979142526071834,{"$f":"IF('Calculation Sheet'!$D$59=\"YES\",(Vcc_max-C648)*ILIM_FINAL_TOL,(Vcc_max-C648)*($AE$13+IF(C648>=$AE$8,$AE$7,0)+(IF(C648>=$AE$6,C648,0)/$AE$5)+IF(C648>$AE$10,($AE$9/C648),0)))","v":4.2010731036804714},4.225620701055953,2.8520282148758938,0.26097531571499877,2.88535801884926E-4,5.808276571283244E-3,1.2715806414504982E-3,4.4575247080039482,6.8630135705592288E-2,1.7800514494716424E-2,1.3783040558532633E-3,4.610088690260028E-5,2.9449342513032661E-5,51.021148049695725,0.74231119258015843,0.74230592669073392,0.75133843320374494,0.12083552096714456,0.12083552096714456,0.12083552096714456,0.12083552096714456,null,null,26.5955616405633,null,null,3.5979142526071836E-6,0,0,24.425586409132425]
[622,0.72074159907300106,3.6037079953650055,{"$f":"IF('Calculation Sheet'!$D$59=\"YES\",(Vcc_max-C649)*ILIM_FINAL_TOL,(Vcc_max-C649)*($AE$13+IF(C649>=$AE$8,$AE$7,0)+(IF(C649>=$AE$6,C649,0)/$AE$5)+IF(C649>$AE$10,($AE$9/C649),0)))","v":4.1981762601021249},4.2227238580465043,2.8538764484608241,0.26130897125261709,2.8891837296995959E-4,5.8159720773014456E-3,1.2707044291611069E-3,4.454698750844365,6.872029232562582E-2,1.7824060646573159E-2,1.3801312884291761E-3,4.6162014294637288E-5,2.9488390905996198E-5,51.019984637392142,0.74319123600865122,0.74318596466235309,0.7522278137937084,0.12099311690319059,0.12099311690319059,0.12099311690319059,0.12099311690319059,null,null,26.59757671891763,null,null,3.6037079953650053E-6,0,0,24.422407918474512]
[623,0.72190034762456534,3.6095017381228272,{"$f":"IF('Calculation Sheet'!$D$59=\"YES\",(Vcc_max-C650)*ILIM_FINAL_TOL,(Vcc_max-C650)*($AE$13+IF(C650>=$AE$8,$AE$7,0)+(IF(C650>=$AE$6,C650,0)/$AE$5)+IF(C650>$AE$10,($AE$9/C650),0)))","v":4.1952794164566471},4.21982701496992,2.8557181811420045,0.2616423532249641,2.8930068020116551E-4,5.8236622554321826E-3,1.2698282168521757E-3,4.451872012555012,6.8810383778918016E-2,1.7847590360596577E-2,1.3819572598317009E-3,4.6223099535502854E-5,2.9527412372942763E-5,51.018797380282805,0.74407031845032945,0.74406504165596798,0.75311621825228592,0.12115059486393598,0.12115059486393598,0.12115059486393598,0.12115059486393598,null,null,26.599590062795105,null,null,3.6095017381228271E-6,0,0,24.4192073174877]
[624,0.72305909617612962,3.6152954808806483,{"$f":"IF('Calculation Sheet'!$D$59=\"YES\",(Vcc_max-C651)*ILIM_FINAL_TOL,(Vcc_max-C651)*($AE$13+IF(C651>=$AE$8,$AE$7,0)+(IF(C651>=$AE$6,C651,0)/$AE$5)+IF(C651>$AE$10,($AE$9/C651),0)))","v":4.192382572744032},4.2169301718262009,2.8575534218257843,0.26197546165520036,2.8968272357765557E-4,5.8313471056852251E-3,1.2689520045228164E-3,4.4490445017427742,6.8900410066889073E-2,1.7871103636878161E-2,1.3837819700608378E-3,4.6284142624308799E-5,2.9566406912984178E-5,51.017586323408821,0.74494844014968864,0.74494315791607013,0.75400364683111798,0.12130795485393531,0.12130795485393531,0.12130795485393531,0.12130795485393531,null,null,26.601601672417807,null,null,3.6152954808806483E-6,0,0,24.415984650991014]
[625,0.7242178447276939,3.62108922363847,{"$f":"IF('Calculation Sheet'!$D$59=\"YES\",(Vcc_max-C652)*ILIM_FINAL_TOL,(Vcc_max-C652)*($AE$13+IF(C652>=$AE$8,$AE$7,0)+(IF(C652>=$AE$6,C652,0)/$AE$5)+IF(C652>$AE$10,($AE$9/C652),0)))","v":4.1894857289642831},4.2140333286153471,2.8593821794063103,0.26230829656648424,2.9006450310031795E-4,5.8390266280703429E-3,1.268075792173029E-3,4.4462162269196943,6.8990371190959188E-2,1.7894600475510281E-2,1.3856054191165867E-3,4.6345143561943303E-5,2.9605374527008621E-5,51.016351511580254,0.74582560135116172,0.74582031368708845,0.75489009978178023,0.12146519687774227,0.12146519687774227,0.12146519687774227,0.12146519687774227,null,null,26.603611548007766,null,null,3.6210892236384701E-6,0,0,24.412739963572488]
[626,0.7253765932792583,3.626882966396292,{"$f":"IF('Calculation Sheet'!$D$59=\"YES\",(Vcc_max-C653)*ILIM_FINAL_TOL,(Vcc_max-C653)*($AE$13+IF(C653>=$AE$8,$AE$7,0)+(IF(C653>=$AE$6,C653,0)/$AE$5)+IF(C653>$AE$10,($AE$9/C653),0)))","v":4.1865888851173994},4.2111364853373585,2.861204462765544,0.26264085798197279,2.9044601876826448E-4,5.8467008225973061E-3,1.2671995798028135E-3,4.4433871965040161,6.9080267152548558E-2,1.7918080876584419E-2,1.3874276069998359E-3,4.6406102347518186E-5,2.9644315215016093E-5,51.015092989378196,0.74670180229911987,0.7466965092133897,0.75577557735578349,0.12162232093991054,0.12162232093991054,0.12162232093991054,0.12162232093991054,null,null,26.605619689786938,null,null,3.6268829663962922E-6,0,0,24.409473299591259]
[627,0.72653534183082258,3.6326767091541132,{"$f":"IF('Calculation Sheet'!$D$59=\"YES\",(Vcc_max-C654)*ILIM_FINAL_TOL,(Vcc_max-C654)*($AE$13+IF(C654>=$AE$8,$AE$7,0)+(IF(C654>=$AE$6,C654,0)/$AE$5)+IF(C654>$AE$10,($AE$9/C654),0)))","v":4.18369204120338},4.2082396419922352,2.863020280773279,0.26297314592481991,2.9082727058238333E-4,5.8543696892758845E-3,1.2663233674121699E-3,4.4405574188212196,6.9170097953077381E-2,1.7941544840192947E-2,1.3892485337114735E-3,4.6467018981921626E-5,2.9683228976118414E-5,51.013810801157,0.74757704323787166,0.74757174473927845,0.75666007980457328,0.12177932704499383,0.12177932704499383,0.12177932704499383,0.12177932704499383,null,null,26.607626097977271,null,null,3.6326767091541131E-6,0,0,24.406184703179729]
[628,0.72769409038238686,3.6384704519119349,{"$f":"IF('Calculation Sheet'!$D$59=\"YES\",(Vcc_max-C655)*ILIM_FINAL_TOL,(Vcc_max-C655)*($AE$13+IF(C655>=$AE$8,$AE$7,0)+(IF(C655>=$AE$6,C655,0)/$AE$5)+IF(C655>$AE$10,($AE$9/C655),0)))","v":4.1807951972222259},4.2053427985799772,2.8648296422871562,0.2633051604181782,2.9120825854267451E-4,5.8620332281149601E-3,1.2654471550010982E-3,4.4377269021050418,6.9259863593965854E-2,1.7964992366429122E-2,1.3910681992514995E-3,4.6527893464265446E-5,2.9722115811203764E-5,51.012504991046399,0.74845132441166395,0.74844602050899667,0.75754360737953075,0.12193621519754583,0.12193621519754583,0.12193621519754583,0.12193621519754583,null,null,26.609630772800628,null,null,3.6384704519119348E-6,0,0,24.402874218245771]
[629,0.72885283893395114,3.644264194669756,{"$f":"IF('Calculation Sheet'!$D$59=\"YES\",(Vcc_max-C656)*ILIM_FINAL_TOL,(Vcc_max-C656)*($AE$13+IF(C656>=$AE$8,$AE$7,0)+(IF(C656>=$AE$6,C656,0)/$AE$5)+IF(C656>$AE$10,($AE$9/C656),0)))","v":4.1778983531739371},4.2024459551005835,2.8666325561526822,0.26363690148519803,2.9158898264824984E-4,5.8696914391251909E-3,1.2645709425704865E-3,4.4348956544984883,6.9349564076634174E-2,1.798842345538354E-2,1.3928866036208021E-3,4.6588725795437824E-5,2.9760975720272143E-5,51.011175602953536,0.74932464606468097,0.74931933676672546,0.75842616033197174,0.12209298540211933,0.12209298540211933,0.12209298540211933,0.12209298540211933,null,null,26.611633714478852,null,null,3.6442641946697561E-6,0,0,24.399541888474683]
[630,0.73001158748551553,3.6500579374275781,{"$f":"IF('Calculation Sheet'!$D$59=\"YES\",(Vcc_max-C657)*ILIM_FINAL_TOL,(Vcc_max-C657)*($AE$13+IF(C657>=$AE$8,$AE$7,0)+(IF(C657>=$AE$6,C657,0)/$AE$5)+IF(C657>$AE$10,($AE$9/C657),0)))","v":4.1750015090585135},4.1995491115540551,2.8684290312032439,0.26396836914902888,2.9196944289999749E-4,5.8773443223154587E-3,1.2636947301185586E-3,4.4320636840548344,6.9439199402502538E-2,1.8011838107149458E-2,1.3947037468202694E-3,4.6649515974550582E-5,2.9799808702435371E-5,51.009822680565208,0.75019700844104475,0.75019169375658246,0.75930773891314818,0.12224963766326802,0.12224963766326802,0.12224963766326802,0.12224963766326802,null,null,26.613634923233715,null,null,3.6500579374275782E-6,0,0,24.396187757331493]
[631,0.73117033603707982,3.6558516801853997,{"$f":"IF('Calculation Sheet'!$D$59=\"YES\",(Vcc_max-C658)*ILIM_FINAL_TOL,(Vcc_max-C658)*($AE$13+IF(C658>=$AE$8,$AE$7,0)+(IF(C658>=$AE$6,C658,0)/$AE$5)+IF(C658>$AE$10,($AE$9/C658),0)))","v":4.1721046648759543},4.1966522679403919,2.8702190762601267,0.26429956343281669,2.9234963929791746E-4,5.8849918776955334E-3,1.2628185176470907E-3,4.4292309987386114,6.9528769572991145E-2,1.803523632181836E-2,1.3965196288499016E-3,4.6710264002491897E-5,2.9838614758581627E-5,51.008446267349818,0.75106841178481565,0.75106309172262398,0.76018834337424623,0.12240617198554382,0.12240617198554382,0.12240617198554382,0.12240617198554382,null,null,26.615634399286957,null,null,3.6558516801853999E-6,0,0,24.392811868062861]
[632,0.7323290845886441,3.6616454229432209,{"$f":"IF('Calculation Sheet'!$D$59=\"YES\",(Vcc_max-C659)*ILIM_FINAL_TOL,(Vcc_max-C659)*($AE$13+IF(C659>=$AE$8,$AE$7,0)+(IF(C659>=$AE$6,C659,0)/$AE$5)+IF(C659>$AE$10,($AE$9/C659),0)))","v":4.1692078206262622},4.193755424259594,2.8720027001325308,0.26463048435970604,2.9272957184112158E-4,5.8926341052751852E-3,1.2619423051551948E-3,4.4263976064265869,6.9618274589519302E-2,1.8058618099482615E-2,1.3983342497096984E-3,4.6770969878373592E-5,2.9877393888710913E-5,51.007046406559503,0.7519388563399918,0.75193353090884374,0.76106797396638814,0.12256258837350043,0.12256258837350043,0.12256258837350043,0.12256258837350043,null,null,26.617632142860266,null,null,3.6616454229432208E-6,0,0,24.389414263699237]
[633,0.73348783314020838,3.6674391657010426,{"$f":"IF('Calculation Sheet'!$D$59=\"YES\",(Vcc_max-C660)*ILIM_FINAL_TOL,(Vcc_max-C660)*($AE$13+IF(C660>=$AE$8,$AE$7,0)+(IF(C660>=$AE$6,C660,0)/$AE$5)+IF(C660>$AE$10,($AE$9/C660),0)))","v":4.1663109763094335},4.1908585805116614,2.8737799116175871,0.26496113195283977,2.9310924053049803E-4,5.9002710050641838E-3,1.2610660926428707E-3,4.4235635149087296,6.9707714453507208E-2,1.8081983440234595E-2,1.4001476094005483E-3,4.6831633602195666E-5,2.9916146091935047E-5,51.00562314123205,0.7528083423505092,0.75280301155917373,0.76194663094063042,0.12271888683168974,0.12271888683168974,0.12271888683168974,0.12271888683168974,null,null,26.619628154175281,null,null,3.6674391657010425E-6,0,0,24.385994987056769]
[634,0.73464658169177277,3.6732329084588642,{"$f":"IF('Calculation Sheet'!$D$59=\"YES\",(Vcc_max-C661)*ILIM_FINAL_TOL,(Vcc_max-C661)*($AE$13+IF(C661>=$AE$8,$AE$7,0)+(IF(C661>=$AE$6,C661,0)/$AE$5)+IF(C661>$AE$10,($AE$9/C661),0)))","v":4.1634141319254701},4.1879617366965931,2.8755507195003744,0.26529150623535935,2.934886453660468E-4,5.9079025770722993E-3,1.2601898801101186E-3,4.4207287318891666,6.9797089166375059E-2,1.8105332344165781E-2,1.4019597079233392E-3,4.6892255174846298E-5,2.9954871369142211E-5,51.004176514193041,0.75367687006024164,0.75367153391748376,0.76282431454796606,0.12287506736466369,0.12287506736466369,0.12287506736466369,0.12287506736466369,null,null,26.621622433453577,null,null,3.6732329084588642E-6,0,0,24.382554080739464]
[635,0.73580533024333705,3.6790266512166858,{"$f":"IF('Calculation Sheet'!$D$59=\"YES\",(Vcc_max-C662)*ILIM_FINAL_TOL,(Vcc_max-C662)*($AE$13+IF(C662>=$AE$8,$AE$7,0)+(IF(C662>=$AE$6,C662,0)/$AE$5)+IF(C662>$AE$10,($AE$9/C662),0)))","v":4.160517287474371},4.1850648928143901,2.8773151325539357,0.26562160723040273,2.9386778634687971E-4,5.9155288213084134E-3,1.2593136675569383E-3,4.4178932649871321,6.9886398729543053E-2,1.8128664811369433E-2,1.4037705452789595E-3,4.6952834595437309E-5,2.9993569720332403E-5,51.002706568057711,0.75454443971300122,0.75453909822758147,0.76370102503932236,0.12303112997697507,0.12303112997697507,0.12303112997697507,0.12303112997697507,null,null,26.623614980916717,null,null,3.6790266512166859E-6,0,0,24.379091587140994]
[636,0.73696407879490133,3.684820393974507,{"$f":"IF('Calculation Sheet'!$D$59=\"YES\",(Vcc_max-C663)*ILIM_FINAL_TOL,(Vcc_max-C663)*($AE$13+IF(C663>=$AE$8,$AE$7,0)+(IF(C663>=$AE$6,C663,0)/$AE$5)+IF(C663>$AE$10,($AE$9/C663),0)))","v":4.1576204429561381},4.1821680488650523,2.8790731595392947,0.26595143496110696,2.9424666347388495E-4,5.9231497377831843E-3,1.2584374549842181E-3,4.4150571217378989,6.9975643144430499E-2,1.8151980841937032E-2,1.4055801214674091E-3,4.7013371864856879E-5,3.0032241144617444E-5,51.001213345233054,0.7554110515525374,0.75540570473321278,0.76457676266556263,0.1231870746731758,0.1231870746731758,0.1231870746731758,0.1231870746731758,null,null,26.625605796786189,null,null,3.6848203939745072E-6,0,0,24.375607548446865]
[637,0.73812282734646562,3.6906141367323286,{"$f":"IF('Calculation Sheet'!$D$59=\"YES\",(Vcc_max-C664)*ILIM_FINAL_TOL,(Vcc_max-C664)*($AE$13+IF(C664>=$AE$8,$AE$7,0)+(IF(C664>=$AE$6,C664,0)/$AE$5)+IF(C664>$AE$10,($AE$9/C664),0)))","v":4.1547235983707704},4.1792712048485798,2.8808248092054716,0.2662809894506073,2.9462527674706251E-4,5.9307653265054938E-3,1.2575612423901816E-3,4.4122203095937058,7.0064822412457595E-2,1.8175280435960062E-2,1.4073884364886879E-3,4.7073866982216828E-5,3.0070885642885514E-5,50.999696887919505,0.75627670582253836,0.75627135367806142,0.76545152767748492,0.12334290145781779,0.12334290145781779,0.12334290145781779,0.12334290145781779,null,null,26.627594881283439,null,null,3.6906141367323285E-6,0,0,24.372102006636066]
[638,0.73928157589803001,3.6964078794901507,{"$f":"IF('Calculation Sheet'!$D$59=\"YES\",(Vcc_max-C665)*ILIM_FINAL_TOL,(Vcc_max-C665)*($AE$13+IF(C665>=$AE$8,$AE$7,0)+(IF(C665>=$AE$6,C665,0)/$AE$5)+IF(C665>$AE$10,($AE$9/C665),0)))","v":4.1518267537182663},4.1763743607649717,2.8825700902895015,0.2666102707220368,2.950036261664124E-4,5.9383755874851119E-3,1.2566850297766052E-3,4.4093828359246707,7.0153936535044537E-2,1.819856359353178E-2,1.4091954903436843E-3,4.7134319948405334E-5,3.0109503215136613E-5,50.998157238113194,0.75714140276662967,0.75713604530574896,0.76632532032582334,0.12349861033545295,0.12349861033545295,0.12349861033545295,0.12349861033545295,null,null,26.629582234629872,null,null,3.6964078794901506E-6,0,0,24.368575003483322]
[639,0.74044032444959429,3.7022016222479719,{"$f":"IF('Calculation Sheet'!$D$59=\"YES\",(Vcc_max-C666)*ILIM_FINAL_TOL,(Vcc_max-C666)*($AE$13+IF(C666>=$AE$8,$AE$7,0)+(IF(C666>=$AE$6,C666,0)/$AE$5)+IF(C666>$AE$10,($AE$9/C666),0)))","v":4.1489299089986291},4.1734775166142288,2.8843090115164478,0.26693927879852541,2.9538171173193462E-4,5.9459805207326966E-3,1.2558088171426007E-3,4.4065447080196982,7.0242985513610634E-2,1.822183031474367E-2,1.4110012830332863E-3,4.7194730762534221E-5,3.0148093860482561E-5,50.996594437607577,0.75800514262837515,0.75799977985983524,0.76719814086124627,0.12365420131063232,0.12365420131063232,0.12365420131063232,0.12365420131063232,null,null,26.631567857046832,null,null,3.7022016222479719E-6,0,0,24.365026580560745]
[640,{"$f":"($AE$11/2000)*(A667)","v":0.74159907300115857},{"$f":"$AE$13*B667*10^-3/($AE$4*10^-6)","v":3.7079953650057935},{"$f":"IF('Calculation Sheet'!$D$59=\"YES\",(Vcc_max-C667)*ILIM_FINAL_TOL,(Vcc_max-C667)*($AE$13+IF(C667>=$AE$8,$AE$7,0)+(IF(C667>=$AE$6,C667,0)/$AE$5)+IF(C667>$AE$10,($AE$9/C667),0)))","v":4.1460330642118564},4.1705806723963512,2.8860415815994216,0.26726801370320308,2.9575953344274097E-4,5.9535801262562416E-3,1.2549326044881681E-3,4.4037059330873722,7.0331969349575196E-2,1.8245080599688102E-2,1.412805814557494E-3,4.7255099425491665E-5,3.0186657579811538E-5,50.995008527995438,0.75886792565127692,0.75886255758381793,0.76806998953435857,0.12380967438790691,0.12380967438790691,0.12380967438790691,0.12380967438790691,null,null,26.633551748755622,null,null,{"$f":"IF(C667>=$AE$6,C667,0)/$AE$5","v":3.7079953650057936E-6},{"$f":"IF(C667>=$AE$8,$AE$7,0)","v":0},{"$f":"IF(C667>$AE$10,($AE$9/C667),0)","v":0},{"$f":"(Q667-AA667)*IF((Vcc_max-C667)>$F$4,1,0)","v":24.361456779239816}]
[641,0.74275782155272296,3.7137891077636156,{"$f":"IF('Calculation Sheet'!$D$59=\"YES\",(Vcc_max-C668)*ILIM_FINAL_TOL,(Vcc_max-C668)*($AE$13+IF(C668>=$AE$8,$AE$7,0)+(IF(C668>=$AE$6,C668,0)/$AE$5)+IF(C668>$AE$10,($AE$9/C668),0)))","v":4.1431362193579488},{"$f":"(D667+((((EXP(-(B668-B667)*10^-3/$F$14)))*(E667-D667))))","v":4.1676838281113389},{"$f":"(D667+((((EXP(-(B668-B667)*10^-3/$F$15)))*(F667-D667))))","v":2.887767809239596},{"$f":"(D667+((((EXP(-(B668-B667)*10^-3/$F$16)))*(G667-D667))))","v":0.26759647545919707},{"$f":"(D667+((((EXP(-(B668-B667)*10^-3/$F$17)))*(H667-D667))))","v":2.9613709129971966E-4},{"$f":"(D667+((((EXP(-(B668-B667)*10^-3/$F$18)))*(I667-D667))))","v":5.961174404066405E-3},{"$f":"(D667+((((EXP(-(B668-B667)*10^-3/$F$19)))*(JX667-D667))))","v":1.2540563918133074E-3},{"$f":"(D667+((((EXP(-(B668-B667)*10^-3/$F$20)))*(K667-D667))))","v":4.4008665182568425},{"$f":"(D667+((((EXP(-(B668-B667)*10^-3/$F$21)))*(L667-D667))))","v":7.0420888044358421E-2},{"$f":"(D667+((((EXP(-(B668-B667)*10^-3/$F$22)))*(M667-D667))))","v":1.8268314448456557E-2},1.4146090849171955E-3,4.7315425936389488E-5,3.0225194373123543E-5,50.993399550670688,{"$f":"(D667+((((EXP(-(B668-B667)*10^-3/$B$14)))*(R667-D667))))","v":0.75972975207877491},{"$f":"(D667+((((EXP(-(B668-B667)*10^-3/$B$15)))*(S667-D667))))","v":0.75972437872113296},{"$f":"(D667+((((EXP(-(B668-B667)*10^-3/$B$16)))*(T667-D667))))","v":0.76894086659569982},{"$f":"(D667+((((EXP(-(B668-B667)*10^-3/$B$17)))*(U667-D667))))","v":0.12396502957182864},{"$f":"(D667+((((EXP(-(B668-B667)*10^-3/$B$18)))*(V667-D667))))","v":0.12396502957182864},0.12396502957182864,0.12396502957182864,null,null,26.635533909977504,null,null,3.7137891077636158E-6,0,0,24.357865640693184]
[642,0.74391657010428724,3.7195828505214368,{"$f":"IF('Calculation Sheet'!$D$59=\"YES\",(Vcc_max-C669)*ILIM_FINAL_TOL,(Vcc_max-C669)*($AE$13+IF(C669>=$AE$8,$AE$7,0)+(IF(C669>=$AE$6,C669,0)/$AE$5)+IF(C669>$AE$10,($AE$9/C669),0)))","v":4.1402393744369057},4.1647869837591918,2.8894877031262238,0.26792466408963156,2.9651438530287066E-4,5.9687633541729568E-3,1.2531801791180186E-3,4.3980264705786993,7.0509741599380504E-2,1.8291531861142296E-2,{"$f":"(D668+((((EXP(-(B669-B668)*10^-3/$F$23)))*(N668-D668))))","v":1.416411094113279E-3},{"$f":"(D668+((((EXP(-(B669-B668)*10^-3/$F$24)))*(O668-D668))))","v":4.7375710295227691E-5},{"$f":"(D668+((((EXP(-(B669-B668)*10^-3/$F$25)))*(P668-D668))))","v":3.0263704239530398E-5},{"$f":"$C$6+(E669*$G$14)+(F669*$G$15)+(G669*$G$16)+(H669*$G$17)+(I669*$G$18)+(J669*$G$19)+(K669*$G$20)+(L669*$G$21)+(M669*$G$22)","v":50.99176754683031},0.76059062215424689,0.76058524351515411,0.76981077229574524,0.12412026686694766,0.12412026686694766,{"$f":"(D668+((((EXP(-(B669-B668)*10^-3/$B$19)))*(W668-D668))))","v":0.12412026686694766},{"$f":"(D668+((((EXP(-(B669-B668)*10^-3/$B$20)))*(X668-D668))))","v":0.12412026686694766},null,null,{"$f":"$C$6+(R669*$C$14)+(S669*$C$15)+(T669*$C$16)+(U669*$C$17)+(V669*$C$18)+(W669*$C$19)+(X669*$C$20)","v":26.637514340933677},null,null,3.7195828505214366E-6,0,0,24.354253205896633]
[643,0.74507531865585153,3.7253765932792584,{"$f":"IF('Calculation Sheet'!$D$59=\"YES\",(Vcc_max-C670)*ILIM_FINAL_TOL,(Vcc_max-C670)*($AE$13+IF(C670>=$AE$8,$AE$7,0)+(IF(C670>=$AE$6,C670,0)/$AE$5)+IF(C670>$AE$10,($AE$9/C670),0)))","v":4.1373425294487296},4.1618901393399099,2.8912012719366524,0.26825257961763027,2.96891415452194E-4,5.9763469765847788E-3,1.2523039664023017E-3,4.3951857970258397,7.0598530016060757E-2,1.83147328378368E-2,1.4182118421457446E-3,4.7435952502894452E-5,3.0302187179920281E-5,50.990112557476046,0.76145053612100888,0.7614451522091934,0.77067970688490517,0.12427538627781498,0.12427538627781498,0.12427538627781498,0.12427538627781498,null,null,26.639493041845313,null,null,3.7253765932792583E-6,0,0,24.350619515630733]
[644,0.74623406720741581,3.7311703360370796,{"$f":"IF('Calculation Sheet'!$D$59=\"YES\",(Vcc_max-C671)*ILIM_FINAL_TOL,(Vcc_max-C671)*($AE$13+IF(C671>=$AE$8,$AE$7,0)+(IF(C671>=$AE$6,C671,0)/$AE$5)+IF(C671>$AE$10,($AE$9/C671),0)))","v":4.1344456843934161},4.1589932948534933,2.8929085243363426,0.26858022206631427,2.9726818174768965E-4,5.983925271312529E-3,1.2514277536670448E-3,4.3923445044943223,7.0687253295818486E-2,1.833791737863244E-2,1.4200113290145921E-3,4.7496152558501592E-5,3.0340643194293193E-5,50.988434623416239,0.7623094942223152,0.7623041050465007,0.77154767061352603,0.12443038780898164,0.12443038780898164,0.12443038780898164,0.12443038780898164,null,null,26.641470012933514,null,null,3.7311703360370796E-6,0,0,24.346964610482726]
[645,0.7473928157589802,3.7369640787949017,{"$f":"IF('Calculation Sheet'!$D$59=\"YES\",(Vcc_max-C672)*ILIM_FINAL_TOL,(Vcc_max-C672)*($AE$13+IF(C672>=$AE$8,$AE$7,0)+(IF(C672>=$AE$6,C672,0)/$AE$5)+IF(C672>$AE$10,($AE$9/C672),0)))","v":4.1315488392709687},4.1560964502999411,2.8946094689788815,0.26890759145880327,2.9764468418935763E-4,5.9914982383650894E-3,1.2505515409104717E-3,4.3895025998042154,7.0775911440073003E-2,1.8361085483620698E-2,1.4218095547207099E-3,4.755631046293729E-5,3.0379072281760955E-5,50.986733785267639,0.76316749670135797,0.76316210227026415,0.77241466373188938,0.12458527146499776,0.12458527146499776,0.12458527146499776,0.12458527146499776,null,null,26.643445254419355,null,null,3.7369640787949018E-6,0,0,24.343288530848284]
[646,0.74855156431054448,3.7427578215527233,{"$f":"IF('Calculation Sheet'!$D$59=\"YES\",(Vcc_max-C673)*ILIM_FINAL_TOL,(Vcc_max-C673)*($AE$13+IF(C673>=$AE$8,$AE$7,0)+(IF(C673>=$AE$6,C673,0)/$AE$5)+IF(C673>$AE$10,($AE$9/C673),0)))","v":4.1286519940813857},4.1531996056792542,2.8963041145060009,0.26923468781821347,2.9802092277719794E-4,5.9990658777522299E-3,1.2496753281343587E-3,4.3866600897004346,7.0864504450244503E-2,1.8384237152894833E-2,1.423606519264986E-3,4.7616426215313368E-5,3.0417474443211745E-5,50.985010083457169,0.76402454380126716,0.76401914412360972,0.77328068649021198,0.12474003725041349,0.12474003725041349,0.12474003725041349,0.12474003725041349,null,null,26.645418766523836,null,null,3.7427578215527235E-6,0,0,24.339591316933333]
[647,0.74971031286210876,3.748551564310544,{"$f":"IF('Calculation Sheet'!$D$59=\"YES\",(Vcc_max-C674)*ILIM_FINAL_TOL,(Vcc_max-C674)*($AE$13+IF(C674>=$AE$8,$AE$7,0)+(IF(C674>=$AE$6,C674,0)/$AE$5)+IF(C674>$AE$10,($AE$9/C674),0)))","v":4.1257551488246689},4.1503027609914325,2.897992469547594,0.26956151116766103,2.9839689751121057E-4,6.0066281894837203E-3,1.2487991153378175E-3,4.3838169808535685,7.0953032327753185E-2,1.8407372386546328E-2,1.4254022226483087E-3,4.7676499816518003E-5,3.0455849678645563E-5,50.983263558223634,0.76488063576511189,0.76487523084960252,0.77414573913864659,0.12489468516977897,0.12489468516977897,0.12489468516977897,0.12489468516977897,null,null,26.647390549467939,null,null,3.7485515643105439E-6,0,0,24.335873008755694]
[648,0.75086906141367304,3.7543453070683652,{"$f":"IF('Calculation Sheet'!$D$59=\"YES\",(Vcc_max-C675)*ILIM_FINAL_TOL,(Vcc_max-C675)*($AE$13+IF(C675>=$AE$8,$AE$7,0)+(IF(C675>=$AE$6,C675,0)/$AE$5)+IF(C675>$AE$10,($AE$9/C675),0)))","v":4.1228583035008173},4.147405916236476,2.8996745427217303,0.26988806153025902,2.9877260839139552E-4,6.0141851735693308E-3,1.2479229025208483E-3,4.3809732798607008,7.1041495074017469E-2,1.8430491184667552E-2,1.427196664870678E-3,4.7736531265663018E-5,3.0494197987174232E-5,50.981494249619402,0.76573577283589822,0.76573036269124461,0.77500982192728074,0.12504921522764434,0.12504921522764434,0.12504921522764434,0.12504921522764434,null,null,26.649360603472584,null,null,3.7543453070683652E-6,0,0,24.332133646146819]
[649,0.75202780996523744,3.7601390498261873,{"$f":"IF('Calculation Sheet'!$D$59=\"YES\",(Vcc_max-C676)*ILIM_FINAL_TOL,(Vcc_max-C676)*($AE$13+IF(C676>=$AE$8,$AE$7,0)+(IF(C676>=$AE$6,C676,0)/$AE$5)+IF(C676>$AE$10,($AE$9/C676),0)))","v":4.1199614581098301},4.144509071414384,2.9013503426346721,0.27021433892911917,2.991480554177528E-4,6.0217368300188312E-3,1.2470466896834509E-3,4.378128993246218,7.1129892690457552E-2,1.8453593547349989E-2,1.4289898459320938E-3,4.7796520563636591E-5,3.0532519369685929E-5,50.979702197512232,0.76658995525657136,0.76658453989147679,0.77587293510613842,0.12520362742855884,0.12520362742855884,0.12520362742855884,0.12520362742855884,null,null,26.65132892875863,null,null,3.7601390498261874E-6,0,0,24.328373268753602]
[650,0.75318655851680172,3.7659327925840089,{"$f":"IF('Calculation Sheet'!$D$59=\"YES\",(Vcc_max-C677)*ILIM_FINAL_TOL,(Vcc_max-C677)*($AE$13+IF(C677>=$AE$8,$AE$7,0)+(IF(C677>=$AE$6,C677,0)/$AE$5)+IF(C677>$AE$10,($AE$9/C677),0)))","v":4.117064612651709},4.141612226525158,2.9030198778808911,0.27054034338735056,2.995232385902824E-4,6.0292831588411033E-3,1.2461704768265136E-3,4.3752841274626117,7.1218225178491856E-2,1.8476679474686009E-2,1.4307817658334443E-3,4.7856467709550543E-5,3.0570813825292475E-5,50.97788744158683,0.76744318327001437,0.76743776269317809,0.77673507892517835,0.12535792177707217,0.12535792177707217,0.12535792177707217,0.12535792177707217,null,null,26.653295525546923,null,null,3.7659327925840091E-6,0,0,24.324591916039907]
[651,0.754345307068366,3.7717265353418301,{"$f":"IF('Calculation Sheet'!$D$59=\"YES\",(Vcc_max-C678)*ILIM_FINAL_TOL,(Vcc_max-C678)*($AE$13+IF(C678>=$AE$8,$AE$7,0)+(IF(C678>=$AE$6,C678,0)/$AE$5)+IF(C678>$AE$10,($AE$9/C678),0)))","v":4.1141677671264514},4.1387153815687965,2.9046831570430838,0.27086607492806047,2.9989815790898433E-4,6.0368241600468053E-3,1.24529426394826E-3,4.3724386888912719,7.1306492539540578E-2,1.8499748966767982E-2,1.4325724245756177E-3,4.7916372704293053E-5,3.0609081354882051E-5,50.976050021346616,0.76829545711904812,0.7682900313391654,0.7775962536342953,0.12551209827773357,0.12551209827773357,0.12551209827773357,0.12551209827773357,null,null,26.655260394058221,null,null,3.7717265353418299E-6,0,0,24.320789627288395]
[652,0.75550405561993028,3.7775202780996517,{"$f":"IF('Calculation Sheet'!$D$59=\"YES\",(Vcc_max-C679)*ILIM_FINAL_TOL,(Vcc_max-C679)*($AE$13+IF(C679>=$AE$8,$AE$7,0)+(IF(C679>=$AE$6,C679,0)/$AE$5)+IF(C679>$AE$10,($AE$9/C679),0)))","v":4.1112709215340608},4.1358185365453002,2.9063401886921887,0.27119153357435488,3.0027281337385858E-4,6.044359833644819E-3,1.2444180510504665E-3,4.3695926838432673,7.1394694775023027E-2,1.8522802023688278E-2,1.4343618221586141E-3,4.7976235546975943E-5,3.0647321958454654E-5,50.974189976115284,0.7691467770464322,0.76914134607219431,0.77845645948331921,0.12566615693509231,0.12566615693509231,0.12566615693509231,0.12566615693509231,null,null,26.657223534513275,null,null,3.7775202780996516E-6,0,0,24.316966441602009]
[653,0.75666280417149467,3.7833140208574738,{"$f":"IF('Calculation Sheet'!$D$59=\"YES\",(Vcc_max-C680)*ILIM_FINAL_TOL,(Vcc_max-C680)*($AE$13+IF(C680>=$AE$8,$AE$7,0)+(IF(C680>=$AE$6,C680,0)/$AE$5)+IF(C680>$AE$10,($AE$9/C680),0)))","v":4.1083740758745328},4.1329216914546691,2.9079909813874019,0.27151671934933752,3.0064720498490516E-4,6.0518901796449143E-3,1.2435418381313568E-3,4.3667461185601226,7.1482831886358511E-2,1.854583864553927E-2,1.4361499585833215E-3,4.8036056237599212E-5,3.0685535635122108E-5,50.972307345038523,0.76999714329486446,0.76999170713495824,0.77931569672201606,0.12582009775369762,0.12582009775369762,0.12582009775369762,0.12582009775369762,null,null,26.659184947132747,null,null,3.7833140208574738E-6,0,0,24.313122397905776]
[654,0.75782155272305896,3.789107763615295,{"$f":"IF('Calculation Sheet'!$D$59=\"YES\",(Vcc_max-C681)*ILIM_FINAL_TOL,(Vcc_max-C681)*($AE$13+IF(C681>=$AE$8,$AE$7,0)+(IF(C681>=$AE$6,C681,0)/$AE$5)+IF(C681>$AE$10,($AE$9/C681),0)))","v":4.1054772301478719},4.1300248462969034,2.9096355436761927,0.27184163227610947,3.0102133274212406E-4,6.0594151980568611E-3,1.2426656251927071E-3,4.3638989992145847,7.1570903874967229E-2,1.8568858832412438E-2,1.4379368338506282E-3,4.8095834777051039E-5,3.0723722385772589E-5,50.970402167085567,0.77084655610698061,0.77084111477008888,0.78017396560008745,0.12597392073809832,0.12597392073809832,0.12597392073809832,0.12597392073809832,null,null,26.661144632137294,null,null,3.7891077636152951E-6,0,0,24.309257534948273]
[655,0.75898030127462324,3.7949015063731166,{"$f":"IF('Calculation Sheet'!$D$59=\"YES\",(Vcc_max-C682)*ILIM_FINAL_TOL,(Vcc_max-C682)*($AE$13+IF(C682>=$AE$8,$AE$7,0)+(IF(C682>=$AE$6,C682,0)/$AE$5)+IF(C682>$AE$10,($AE$9/C682),0)))","v":4.1025803843540745},4.1271280010720028,2.91127388409432,0.27216627237777047,3.0139519664640346E-4,6.0669348888904295E-3,1.2417894122336293E-3,4.3610513319113799,7.1658910742267601E-2,1.8591862584400154E-2,1.4397224479605342E-3,4.8155571164443245E-5,3.07618822104061E-5,50.968474481050812,0.77169501572535504,0.77168956922015663,0.78103126636717013,0.12612762589284277,0.12612762589284277,0.12612762589284277,0.12612762589284277,null,null,26.663102589747478,null,null,3.7949015063731168E-6,0,0,24.305371891303334]
[656,0.76013904982618752,3.8006952491309378,{"$f":"IF('Calculation Sheet'!$D$59=\"YES\",(Vcc_max-C683)*ILIM_FINAL_TOL,(Vcc_max-C683)*($AE$13+IF(C683>=$AE$8,$AE$7,0)+(IF(C683>=$AE$6,C683,0)/$AE$5)+IF(C683>$AE$10,($AE$9/C683),0)))","v":4.099683538493144},4.1242311557799667,2.9129060111658491,0.27249063967741849,3.0176879669685519E-4,6.0744492521553894E-3,1.2409131992541234E-3,4.3582031226879643,7.1746852489678936E-2,1.86148499015939E-2,1.4415068009139276E-3,4.8215265400664009E-5,3.080001510813446E-5,50.966524325555369,0.77254252239249999,0.77253707072766975,0.78188759927283646,0.12628121322247976,0.12628121322247976,0.12628121322247976,0.12628121322247976,null,null,26.665058820183859,null,null,3.8006952491309376E-6,0,0,24.30146550537151]
[657,0.76129779837775191,3.8064889918887599,{"$f":"IF('Calculation Sheet'!$D$59=\"YES\",(Vcc_max-C684)*ILIM_FINAL_TOL,(Vcc_max-C684)*($AE$13+IF(C684>=$AE$8,$AE$7,0)+(IF(C684>=$AE$6,C684,0)/$AE$5)+IF(C684>$AE$10,($AE$9/C684),0)))","v":4.096786692565078},4.1213343104207958,2.9145319334031665,0.27281473419814928,3.0214213289347924E-4,6.0819582878615108E-3,1.2400369862550775E-3,4.3553543775152637,7.1834729118620544E-2,1.8637820784086934E-2,1.4432898927108084E-3,4.8274917484825153E-5,3.0838121079845848E-5,50.964551739048709,0.77338907635086596,0.77338361953507473,0.78274296456659531,0.12643468273155722,0.12643468273155722,0.12643468273155722,0.12643468273155722,null,null,26.667013323666911,null,null,3.8064889918887598E-6,0,0,24.297538415381798]
[658,0.76245654692931619,3.8122827346465811,{"$f":"IF('Calculation Sheet'!$D$59=\"YES\",(Vcc_max-C685)*ILIM_FINAL_TOL,(Vcc_max-C685)*($AE$13+IF(C685>=$AE$8,$AE$7,0)+(IF(C685>=$AE$6,C685,0)/$AE$5)+IF(C685>$AE$10,($AE$9/C685),0)))","v":4.0938898465698754},4.1184374649944901,2.9161516593069967,0.27313855596305636,3.0251520523627562E-4,6.0894619960176755E-3,1.2391607732347154E-3,4.3525051022984078,7.1922540630511733E-2,1.8660775231970739E-2,1.4450717233520649E-3,4.8334527417814854E-5,3.0876200125540265E-5,50.962556759810106,0.77423467784284217,0.77422921588475679,0.78359736249789025,0.12658803442462352,0.12658803442462352,0.12658803442462352,0.12658803442462352,null,null,26.668966100417084,null,null,3.8122827346465811E-6,0,0,24.293590659393022]
[659,0.76361529548088047,3.8180764774044027,{"$f":"IF('Calculation Sheet'!$D$59=\"YES\",(Vcc_max-C686)*ILIM_FINAL_TOL,(Vcc_max-C686)*($AE$13+IF(C686>=$AE$8,$AE$7,0)+(IF(C686>=$AE$6,C686,0)/$AE$5)+IF(C686>$AE$10,($AE$9/C686),0)))","v":4.0909930005075399},4.1155406195010498,2.917765197366418,0.27346210499523149,3.0288801372524432E-4,6.0969603766336533E-3,1.2382845601948134E-3,4.3496553028774549,7.2010287026770925E-2,1.8683713245336797E-2,1.446852292837697E-3,4.8394095198744935E-5,3.0914252244329532E-5,50.96053942595023,0.77507932711075611,0.775073860019039,0.78445079331610135,0.12674126830622656,0.12674126830622656,0.12674126830622656,0.12674126830622656,null,null,26.670917150654777,null,null,3.8180764774044024E-6,0,0,24.289622275295454]
[660,0.76477404403244476,3.8238702201622243,{"$f":"IF('Calculation Sheet'!$D$59=\"YES\",(Vcc_max-C687)*ILIM_FINAL_TOL,(Vcc_max-C687)*($AE$13+IF(C687>=$AE$8,$AE$7,0)+(IF(C687>=$AE$6,C687,0)/$AE$5)+IF(C687>$AE$10,($AE$9/C687),0)))","v":4.0880961543780687},4.1126437739404738,2.9193725560588781,0.27378538131776509,3.0326055836127352E-4,6.1044534297201025E-3,1.237408347133595E-3,4.3468049850281094,7.2097968308818317E-2,1.8706634824278368E-2,1.4486316011685929E-3,4.8453620828503574E-5,3.0952277437101827E-5,50.958499775412641,0.77592302439687355,0.7759175521801831,0.7853032572705434,0.12689438438091427,0.12689438438091427,0.12689438438091427,0.12689438438091427,null,null,26.672866474600337,null,null,3.8238702201622245E-6,0,0,24.285633300812304]
[661,0.76593279258400915,3.829663962920046,{"$f":"IF('Calculation Sheet'!$D$59=\"YES\",(Vcc_max-C688)*ILIM_FINAL_TOL,(Vcc_max-C688)*($AE$13+IF(C688>=$AE$8,$AE$7,0)+(IF(C688>=$AE$6,C688,0)/$AE$5)+IF(C688>$AE$10,($AE$9/C688),0)))","v":4.0851993081814637},4.109746928312763,2.9209737438502112,0.2741083849537449,3.0363283914347505E-4,6.1119411552859049E-3,1.2365321340528368E-3,4.3439541544624296,7.2185584478072329E-2,1.8729539968886932E-2,1.4504096483456408E-3,4.8513104306202592E-5,3.0990275703857151E-5,50.956437845975294,0.77676576994339852,0.77676029261038915,0.78615475461046813,0.12704738265323412,0.12704738265323412,0.12704738265323412,0.12704738265323412,null,null,26.674814072474071,null,null,3.8296639629200458E-6,0,0,24.281623773501224]
[662,0.76709154113557343,3.8354577056778676,{"$f":"IF('Calculation Sheet'!$D$59=\"YES\",(Vcc_max-C689)*ILIM_FINAL_TOL,(Vcc_max-C689)*($AE$13+IF(C689>=$AE$8,$AE$7,0)+(IF(C689>=$AE$6,C689,0)/$AE$5)+IF(C689>$AE$10,($AE$9/C689),0)))","v":4.0823024619177222},4.1068500826179175,2.922568769194652,0.27443111592625646,3.0400485607184891E-4,6.1194235533408303E-3,1.2356559209516504E-3,4.3411028168295314,7.2273135535952271E-2,1.8752428679254862E-2,1.4521864343688407E-3,4.857254563184199E-5,3.1028247043707324E-5,50.954353675252051,0.77760756399247333,0.77760208155179544,0.787005285585062,0.12720026312773358,0.12720026312773358,0.12720026312773358,0.12720026312773358,null,null,26.676759944496222,null,null,3.8354577056778679E-6,0,0,24.277593730755829]
[663,0.76825028968713771,3.8412514484356888,{"$f":"IF('Calculation Sheet'!$D$59=\"YES\",(Vcc_max-C690)*ILIM_FINAL_TOL,(Vcc_max-C690)*($AE$13+IF(C690>=$AE$8,$AE$7,0)+(IF(C690>=$AE$6,C690,0)/$AE$5)+IF(C690>$AE$10,($AE$9/C690),0)))","v":4.0794056155868477},4.1039532368559373,2.9241576405348528,0.27475357425838398,3.0437660914639508E-4,6.1269006238946488E-3,1.234779707830036E-3,4.3382509777162799,7.2360621483877452E-2,1.8775300955474528E-2,1.4539619592381925E-3,4.8631944806309946E-5,3.1066191457540526E-5,50.952247300694019,0.77844840678617899,0.77844291924647857,0.7878548504434475,0.12735302580896013,0.12735302580896013,0.12735302580896013,0.12735302580896013,null,null,26.678704090887003,null,null,3.8412514484356884E-6,0,0,24.273543209807016]
[664,0.76940903823870199,3.8470451911935104,{"$f":"IF('Calculation Sheet'!$D$59=\"YES\",(Vcc_max-C691)*ILIM_FINAL_TOL,(Vcc_max-C691)*($AE$13+IF(C691>=$AE$8,$AE$7,0)+(IF(C691>=$AE$6,C691,0)/$AE$5)+IF(C691>$AE$10,($AE$9/C691),0)))","v":4.0765087691888358},4.1010563910268223,2.9257403663018997,0.27507575997320988,3.0474809836800176E-4,6.1343723669562422E-3,1.2339034946879934E-3,4.3353986426479763,7.2448042323267181E-2,1.8798156797637411E-2,1.4557362229554727E-3,4.8691301828718281E-5,3.1104108945356757E-5,50.950118759591184,0.77928829856653481,0.77928280593645427,0.78870344943468318,0.12750567070146079,0.12750567070146079,0.12750567070146079,0.12750567070146079,null,null,26.680646511866573,null,null,3.8470451911935105E-6,0,0,24.269472247724611]
[665,0.77056778679026638,3.8528389339513325,{"$f":"IF('Calculation Sheet'!$D$59=\"YES\",(Vcc_max-C692)*ILIM_FINAL_TOL,(Vcc_max-C692)*($AE$13+IF(C692>=$AE$8,$AE$7,0)+(IF(C692>=$AE$6,C692,0)/$AE$5)+IF(C692>$AE$10,($AE$9/C692),0)))","v":4.0736119227236909},4.0981595451305717,2.9273169549153275,0.27539767309381435,3.0511932373578077E-4,6.1418387825362686E-3,1.2330272815264109E-3,4.3325458170890343,7.2535398055539879E-2,1.8820996205835883E-2,1.4575092255206812E-3,4.8750616699955174E-5,3.1141999506267837E-5,50.947968089073697,0.78012723957549834,0.78012174186367567,0.7895510828077632,0.12765819780978216,0.12765819780978216,0.12765819780978216,0.12765819780978216,null,null,26.68258720765504,null,null,3.8528389339513326E-6,0,0,24.265380881418658]
[666,0.77172653534183067,3.8586326767091537,{"$f":"IF('Calculation Sheet'!$D$59=\"YES\",(Vcc_max-C693)*ILIM_FINAL_TOL,(Vcc_max-C693)*($AE$13+IF(C693>=$AE$8,$AE$7,0)+(IF(C693>=$AE$6,C693,0)/$AE$5)+IF(C693>$AE$10,($AE$9/C693),0)))","v":4.0707150761914104},4.0952626991671863,2.9288874147831363,0.27571931364327451,3.054902852497321E-4,6.1492998706436097E-3,1.2321510683435122E-3,4.3296925064436556,7.2622688682114855E-2,1.8843819180162313E-2,1.459280966933818E-3,4.8809889419132446E-5,3.1179863141161945E-5,50.945795326113348,0.78096523005496543,0.78095972727003504,0.79039775081161778,0.12781060713847125,0.12781060713847125,0.12781060713847125,0.12781060713847125,null,null,26.684526178472467,null,null,3.8586326767091539E-6,0,0,24.261269147640881]
[667,0.77288528389339495,3.8644264194669753,{"$f":"IF('Calculation Sheet'!$D$59=\"YES\",(Vcc_max-C694)*ILIM_FINAL_TOL,(Vcc_max-C694)*($AE$13+IF(C694>=$AE$8,$AE$7,0)+(IF(C694>=$AE$6,C694,0)/$AE$5)+IF(C694>$AE$10,($AE$9/C694),0)))","v":4.0678182295919942},4.0923658531366662,2.9304517543018065,0.27604068164466744,3.0586098291074393E-4,6.1567556312880356E-3,1.2312748551410735E-3,4.3268387160564892,7.2709914204410531E-2,1.8866625720709074E-2,1.4610514471957714E-3,4.8869119987138276E-5,3.1217699850039082E-5,50.943600507524998,0.78180227024677107,0.78179676239736251,0.79124345369511229,0.12796289869207422,0.12796289869207422,0.12796289869207422,0.12796289869207422,null,null,26.686463424538868,null,null,3.8644264194669752E-6,0,0,24.25713708298613]
[668,0.77404403244495934,3.8702201622247974,{"$f":"IF('Calculation Sheet'!$D$59=\"YES\",(Vcc_max-C695)*ILIM_FINAL_TOL,(Vcc_max-C695)*($AE$13+IF(C695>=$AE$8,$AE$7,0)+(IF(C695>=$AE$6,C695,0)/$AE$5)+IF(C695>$AE$10,($AE$9/C695),0)))","v":4.0649213829254442},4.0894690070390114,2.9320099818563161,0.27636177712106758,3.0623141671792808E-4,6.1642060644802044E-3,1.2303986419182067E-3,4.3239844512132874,7.2797074623846214E-2,1.8889415827567646E-2,1.4628206663074295E-3,4.8928308403084486E-5,3.1255509632011069E-5,50.941383669967927,0.78263836039268808,0.78263284748742734,0.79208819170704858,0.12811507247513765,0.12811507247513765,0.12811507247513765,0.12811507247513765,null,null,26.688398946074212,null,null,3.8702201622247974E-6,0,0,24.252984723893714]
[669,0.77520278099652362,3.8760139049826186,{"$f":"IF('Calculation Sheet'!$D$59=\"YES\",(Vcc_max-C696)*ILIM_FINAL_TOL,(Vcc_max-C696)*($AE$13+IF(C696>=$AE$8,$AE$7,0)+(IF(C696>=$AE$6,C696,0)/$AE$5)+IF(C696>$AE$10,($AE$9/C696),0)))","v":4.0620245361917586},4.0865721608742218,2.9335621058201538,0.27668260009554624,3.0660158667217274E-4,6.1716511702289978E-3,1.2295224286749118E-3,4.3211297171415586,7.2884169941840771E-2,1.8912189500830401E-2,1.4645886242687922E-3,4.8987454666971075E-5,3.1293292487966085E-5,50.939144849947205,0.78347350073442801,0.78346798278193708,0.79293196509616415,0.12826712849220812,0.12826712849220812,0.12826712849220812,0.12826712849220812,null,null,26.690332743298413,null,null,3.8760139049826186E-6,0,0,24.248812106648792]
[670,0.7763615295480879,3.8818076477404402,{"$f":"IF('Calculation Sheet'!$D$59=\"YES\",(Vcc_max-C697)*ILIM_FINAL_TOL,(Vcc_max-C697)*($AE$13+IF(C697>=$AE$8,$AE$7,0)+(IF(C697>=$AE$6,C697,0)/$AE$5)+IF(C697>$AE$10,($AE$9/C697),0)))","v":4.0591276893909383},4.0836753146422975,2.9351081345553376,0.27700315059117431,3.0697149277258973E-4,6.1790909485432977E-3,1.2286462154111888E-3,4.3182745190112062,7.2971200159812621E-2,1.8934946740589709E-2,1.4663553210807478E-3,4.9046558779686222E-5,3.1331048417904128E-5,50.936884083815066,0.78430769151364066,0.78430216852253754,0.79377477411113251,0.12841906674783132,0.12841906674783132,0.12841906674783132,0.12841906674783132,null,null,26.692264816431365,null,null,3.8818076477404399E-6,0,0,24.244619267383701]
[671,0.77752027809965218,3.8876013904982614,{"$f":"IF('Calculation Sheet'!$D$59=\"YES\",(Vcc_max-C698)*ILIM_FINAL_TOL,(Vcc_max-C698)*($AE$13+IF(C698>=$AE$8,$AE$7,0)+(IF(C698>=$AE$6,C698,0)/$AE$5)+IF(C698>$AE$10,($AE$9/C698),0)))","v":4.056230842522984},4.0807784683432375,2.9366480764124292,0.27732342863102044,3.0734113502006721E-4,6.1865253994337621E-3,1.2277700021270377E-3,4.3154188619351643,7.3058165279181075E-2,1.8957687546937052E-2,1.4681207567441845E-3,4.9105620740341749E-5,3.1368777420937022E-5,50.934601407772234,0.78514093297191456,0.78513540495081324,0.7946166190005628,0.12857088724655297,0.12857088724655297,0.12857088724655297,0.12857088724655297,null,null,26.694195165692864,null,null,3.8876013904982612E-6,0,0,24.24040624207937]
[672,0.77867902665121658,3.8933951332560834,{"$f":"IF('Calculation Sheet'!$D$59=\"YES\",(Vcc_max-C699)*ILIM_FINAL_TOL,(Vcc_max-C699)*($AE$13+IF(C699>=$AE$8,$AE$7,0)+(IF(C699>=$AE$6,C699,0)/$AE$5)+IF(C699>$AE$10,($AE$9/C699),0)))","v":4.0533339955878942},4.0778816219770428,2.9381819397305495,0.27764343423815108,3.0771051341371702E-4,6.1939545229101611E-3,1.2268937888224585E-3,4.3125627509700237,7.3145065301364554E-2,1.898041191996569E-2,1.4698849312591022E-3,4.9164640549825833E-5,3.1406479497952944E-5,50.932296857869318,0.78597322535077696,0.785967692308287,0.79545750001299975,0.12872258999291875,0.12872258999291875,0.12872258999291875,0.12872258999291875,null,null,26.696123791302707,null,null,3.8933951332560834E-6,0,0,24.236173066566611]
[673,0.77983777520278086,3.8991888760139046,{"$f":"IF('Calculation Sheet'!$D$59=\"YES\",(Vcc_max-C700)*ILIM_FINAL_TOL,(Vcc_max-C700)*($AE$13+IF(C700>=$AE$8,$AE$7,0)+(IF(C700>=$AE$6,C700,0)/$AE$5)+IF(C700>$AE$10,($AE$9/C700),0)))","v":4.0504371485856687},4.0749847755437134,2.939709732837394,0.27796316743562999,3.0807962795442734E-4,6.2013783189813765E-3,1.2260175754983393E-3,4.309706191116657,7.3231900227781921E-2,1.9003119859767104E-2,1.471647844625501E-3,4.9223618207250297E-5,3.1444154648063716E-5,50.929970470008051,0.78680456889169337,0.78679903083642033,0.79629741739692506,0.12887417499147436,0.12887417499147436,0.12887417499147436,0.12887417499147436,null,null,26.698050693480621,null,null,3.8991888760139046E-6,0,0,24.23191977652743]
[674,0.78099652375434514,3.9049826187717263,{"$f":"IF('Calculation Sheet'!$D$59=\"YES\",(Vcc_max-C701)*ILIM_FINAL_TOL,(Vcc_max-C701)*($AE$13+IF(C701>=$AE$8,$AE$7,0)+(IF(C701>=$AE$6,C701,0)/$AE$5)+IF(C701>$AE$10,($AE$9/C701),0)))","v":4.0475403015163094},4.0720879290432492,2.9412314640492498,0.2782826282465205,3.0844847864130998E-4,6.2087967876580663E-3,1.2251413621529039E-3,4.306849187320827,7.3318670059852042E-2,1.9025811366432777E-2,1.473409496844269E-3,4.9282553713503319E-5,3.1481802872157516E-5,50.927622279942604,0.78763496383606801,0.78762942077661346,0.79713637140075511,0.12902564224676505,0.12902564224676505,0.12902564224676505,0.12902564224676505,null,null,26.699975872446284,null,null,3.9049826187717259E-6,0,0,24.227646407496319]
[675,0.78215527230590942,3.9107763615295479,{"$f":"IF('Calculation Sheet'!$D$59=\"YES\",(Vcc_max-C702)*ILIM_FINAL_TOL,(Vcc_max-C702)*($AE$13+IF(C702>=$AE$8,$AE$7,0)+(IF(C702>=$AE$6,C702,0)/$AE$5)+IF(C702>$AE$10,($AE$9/C702),0)))","v":4.0446434543798144},4.0691910824756503,2.9427471416710107,0.2786018166938824,3.0881706547525312E-4,6.2162099289491124E-3,1.2242651487879286E-3,4.3039917444737998,7.3405374798993783E-2,1.9048486440055079E-2,1.4751698879162944E-3,4.934144706769672E-5,3.1519424170234345E-5,50.925252323280901,0.78846441042524384,0.78845886237020535,0.79797436227284324,0.12917699176333608,0.12917699176333608,0.12917699176333608,0.12917699176333608,null,null,26.701899328419341,null,null,3.9107763615295481E-6,0,0,24.22335299486156]
[676,0.78331402085747381,3.9165701042873695,{"$f":"IF('Calculation Sheet'!$D$59=\"YES\",(Vcc_max-C703)*ILIM_FINAL_TOL,(Vcc_max-C703)*($AE$13+IF(C703>=$AE$8,$AE$7,0)+(IF(C703>=$AE$6,C703,0)/$AE$5)+IF(C703>$AE$10,($AE$9/C703),0)))","v":4.0417466071761838},4.0662942358409158,2.9442567739961918,0.27892073280077545,3.0918538845536858E-4,6.2236177428642847E-3,1.2233889354025251E-3,4.3011338674129398,7.349201444662512E-2,1.907114508072727E-2,1.4769290178415773E-3,4.9400298270718679E-5,3.1557018541406023E-5,50.922860635485925,0.78929290890050208,0.78928735585847276,0.7988113902614784,0.12932822354573226,0.12932822354573226,0.12932822354573226,0.12932822354573226,null,null,26.703821061619376,null,null,3.9165701042873694E-6,0,0,24.219039573866549]
[677,0.7844727694090381,3.9223638470451911,{"$f":"IF('Calculation Sheet'!$D$59=\"YES\",(Vcc_max-C704)*ILIM_FINAL_TOL,(Vcc_max-C704)*($AE$13+IF(C704>=$AE$8,$AE$7,0)+(IF(C704>=$AE$6,C704,0)/$AE$5)+IF(C704>$AE$10,($AE$9/C704),0)))","v":4.0388497599054212},4.0633973891390465,2.9457603693069454,0.279239376590255,3.0955344758254455E-4,6.2310202294133532E-3,1.2225127219966936E-3,4.298275560922308,7.3578589004165362E-2,1.9093787288539943E-2,1.4786868866210057E-3,4.9459107321681017E-5,3.159458598656073E-5,50.920447251876837,0.79012045950306264,0.79011490148263208,0.79964745561488559,0.12947933759849839,0.12947933759849839,0.12947933759849839,0.12947933759849839,null,null,26.705741072265919,null,null,3.9223638470451915E-6,0,0,24.214706179610918]
[678,0.78563151796060238,3.9281575898030123,{"$f":"IF('Calculation Sheet'!$D$59=\"YES\",(Vcc_max-C705)*ILIM_FINAL_TOL,(Vcc_max-C705)*($AE$13+IF(C705>=$AE$8,$AE$7,0)+(IF(C705>=$AE$6,C705,0)/$AE$5)+IF(C705>$AE$10,($AE$9/C705),0)))","v":4.0359529125675211},4.0605005423700424,2.9472579358740782,0.27955774808537637,3.0992124285589284E-4,6.2384173886051997E-3,1.2216365085704339E-3,4.2954168297332469,7.3665098473032486E-2,1.9116413063586357E-2,1.4804434942554678E-3,4.9517874220583735E-5,3.1632126505698466E-5,50.918012207630383,0.79094706247408375,0.79094149948383752,0.80048255858122541,0.12963033392617929,0.12963033392617929,0.12963033392617929,0.12963033392617929,null,null,26.707659360578479,null,null,3.9281575898030119E-6,0,0,24.210352847051904]
[679,0.78679026651216666,3.933951332560834,{"$f":"IF('Calculation Sheet'!$D$59=\"YES\",(Vcc_max-C706)*ILIM_FINAL_TOL,(Vcc_max-C706)*($AE$13+IF(C706>=$AE$8,$AE$7,0)+(IF(C706>=$AE$6,C706,0)/$AE$5)+IF(C706>$AE$10,($AE$9/C706),0)))","v":4.0330560651624872},4.0576036955339037,2.9487494819570648,0.27987584730919224,3.1028877427630164E-4,6.2458092204504823E-3,1.2207602951237462E-3,4.292557678524962,7.3751542854645802E-2,1.9139022405957995E-2,1.4821988407449638E-3,4.9576598968315011E-5,3.1669640097931051E-5,50.915555537782112,0.79177271805466276,0.79176715010318244,0.8013166994085954,0.12978121253331887,0.12978121253331887,0.12978121253331887,0.12978121253331887,null,null,26.709575926776491,null,null,3.9339513325608341E-6,0,0,24.20597961100562]
[680,0.78794901506373105,3.939745075318656,{"$f":"IF('Calculation Sheet'!$D$59=\"YES\",(Vcc_max-C707)*ILIM_FINAL_TOL,(Vcc_max-C707)*($AE$13+IF(C707>=$AE$8,$AE$7,0)+(IF(C707>=$AE$6,C707,0)/$AE$5)+IF(C707>$AE$10,($AE$9/C707),0)))","v":4.0301592176903167},4.0547068486306301,2.9502350158040649,0.28019367428475395,3.1065604184377094E-4,6.2531957249589709E-3,1.2198840816575185E-3,4.2896981119250972,7.3837922150423285E-2,1.9161615315747227E-2,1.4839529260903817E-3,4.9635281563986666E-5,3.1707126764146665E-5,50.913077277227508,0.79259742648583575,0.79259185358169848,0.80214987834502782,0.12993197342446194,0.12993197342446194,0.12993197342446194,0.12993197342446194,null,null,26.711490771079358,null,null,3.9397450753186562E-6,0,0,24.20158650614815]
[681,0.78910776361529533,3.9455388180764772,{"$f":"IF('Calculation Sheet'!$D$59=\"YES\",(Vcc_max-C708)*ILIM_FINAL_TOL,(Vcc_max-C708)*($AE$13+IF(C708>=$AE$8,$AE$7,0)+(IF(C708>=$AE$6,C708,0)/$AE$5)+IF(C708>$AE$10,($AE$9/C708),0)))","v":4.0272623701510142},4.051810001660221,2.9517145456519369,0.28051122903510972,3.1102304555741256E-4,6.2605769021395474E-3,1.2190078681699745E-3,4.2868381345103019,7.3924236361783358E-2,1.9184191793045535E-2,1.4857057502917215E-3,4.9693922008486879E-5,3.1744586504345307E-5,50.910577460723168,0.79342118800857708,0.793415610160356,0.80298209563849232,0.13008261660415243,0.13008261660415243,0.13008261660415243,0.13008261660415243,null,null,26.713403893706435,null,null,3.9455388180764775E-6,0,0,24.197173567016733]
[682,0.79026651216685961,3.9513325608342988,{"$f":"IF('Calculation Sheet'!$D$59=\"YES\",(Vcc_max-C709)*ILIM_FINAL_TOL,(Vcc_max-C709)*($AE$13+IF(C709>=$AE$8,$AE$7,0)+(IF(C709>=$AE$6,C709,0)/$AE$5)+IF(C709>$AE$10,($AE$9/C709),0)))","v":4.0243655225445742},4.048913154622678,2.9531880797262549,0.28082851158330646,3.1138978541811468E-4,6.2679527520019818E-3,1.2181316546628906E-3,4.2839777508067938,7.4010485490144884E-2,1.9206751837946179E-2,1.4874573133498714E-3,4.9752520300927472E-5,3.1782019317638799E-5,50.90805612288819,0.79424400286380026,0.79423842008006451,0.80381335153689371,0.13023314207693426,0.13023314207693426,0.13023314207693426,0.13023314207693426,null,null,26.715315294877016,null,null,3.9513325608342988E-6,0,0,24.192740828011175]
[683,0.7914252607184239,3.95712630359212,{"$f":"IF('Calculation Sheet'!$D$59=\"YES\",(Vcc_max-C710)*ILIM_FINAL_TOL,(Vcc_max-C710)*($AE$13+IF(C710>=$AE$8,$AE$7,0)+(IF(C710>=$AE$6,C710,0)/$AE$5)+IF(C710>$AE$10,($AE$9/C710),0)))","v":4.0214686748710013},4.0460163075179993,2.9546556262413235,0.28114552195238929,3.1175626142587731E-4,6.2753232745560439E-3,1.2172554411353786E-3,4.2811169652909129,7.4096669536925841E-2,1.922929545054064E-2,1.4892076152648315E-3,4.9811076442196622E-5,3.1819425204915319E-5,50.905513298205157,0.79506587129235706,0.7950602835816718,0.80464364628807328,0.13038354984735134,0.13038354984735134,0.13038354984735134,0.13038354984735134,null,null,26.717224974810375,null,null,3.9571263035921201E-6,0,0,24.188288323394783]
[684,0.79258400926998829,3.9629200463499421,{"$f":"IF('Calculation Sheet'!$D$59=\"YES\",(Vcc_max-C711)*ILIM_FINAL_TOL,(Vcc_max-C711)*($AE$13+IF(C711>=$AE$8,$AE$7,0)+(IF(C711>=$AE$6,C711,0)/$AE$5)+IF(C711>$AE$10,($AE$9/C711),0)))","v":4.018571827130291},4.043119460346186,2.9561171934001944,0.28146226016540155,3.1212247358070044E-4,6.2826884698115038E-3,1.2163792275874385E-3,4.2782557823896736,7.4182788503545094E-2,1.9251822630921289E-2,1.4909566560374898E-3,4.9869590431406152E-5,3.1856804166174868E-5,50.90294902102147,0.795886793535038,0.79588120090596437,0.80547298013980839,0.13053383991994716,0.13053383991994716,0.13053383991994716,0.13053383991994716,null,null,26.719132933725692,null,null,3.9629200463499422E-6,0,0,24.183816087295778]
[685,0.79374275782155257,3.9687137891077637,{"$f":"IF('Calculation Sheet'!$D$59=\"YES\",(Vcc_max-C712)*ILIM_FINAL_TOL,(Vcc_max-C712)*($AE$13+IF(C712>=$AE$8,$AE$7,0)+(IF(C712>=$AE$6,C712,0)/$AE$5)+IF(C712>$AE$10,($AE$9/C712),0)))","v":4.0156749793224478},4.0402226131072378,2.9575727893946797,0.28177872624538347,3.124884218816959E-4,6.2900483377781313E-3,1.2155030140190703E-3,4.2753942064813062,7.4268842391421064E-2,1.9274333379179609E-2,1.4927044356687347E-3,4.9928062268556062E-5,3.1894156200529267E-5,50.900363325550273,0.79670676983257227,0.79670117229366744,0.80630135333981245,0.13068401229926474,0.13068401229926474,0.13068401229926474,0.13068401229926474,null,null,26.72103917184215,null,null,3.9687137891077635E-6,0,0,24.179324153708123]
[686,0.79490150637311685,3.9745075318655845,{"$f":"IF('Calculation Sheet'!$D$59=\"YES\",(Vcc_max-C713)*ILIM_FINAL_TOL,(Vcc_max-C713)*($AE$13+IF(C713>=$AE$8,$AE$7,0)+(IF(C713>=$AE$6,C713,0)/$AE$5)+IF(C713>$AE$10,($AE$9/C713),0)))","v":4.0127781314474698},4.037325765801155,2.9590224224053689,0.28209492021537486,3.1285410632975186E-4,6.2974028784656966E-3,1.214626800430274E-3,4.2725322418957958,7.4354831201971727E-2,1.929682769540797E-2,1.494450954158566E-3,4.9986491954534529E-5,3.1931481308866694E-5,50.897756245871889,0.79752580042562826,0.79752019798544538,0.80712876613573492,0.13083406698984756,0.13083406698984756,0.13083406698984756,0.13083406698984756,null,null,26.722943689378862,null,null,3.9745075318655848E-6,0,0,24.174812556493027]
[687,0.79606025492468113,3.9803012746234057,{"$f":"IF('Calculation Sheet'!$D$59=\"YES\",(Vcc_max-C714)*ILIM_FINAL_TOL,(Vcc_max-C714)*($AE$13+IF(C714>=$AE$8,$AE$7,0)+(IF(C714>=$AE$6,C714,0)/$AE$5)+IF(C714>$AE$10,($AE$9/C714),0)))","v":4.0098812835053552},4.0344289184279365,2.9604661006016442,0.28241084209841238,3.1321952692486832E-4,6.3047520918830813E-3,1.2137505868219378E-3,4.269669892915414,7.4440754936615505E-2,1.9319305579698742E-2,1.496196211507872E-3,5.0044879488453375E-5,3.1968779490298971E-5,50.895127815934721,0.79834388555481306,0.79833827822190084,0.80795521877516174,0.13098400399623866,0.13098400399623866,0.13098400399623866,0.13098400399623866,null,null,26.724846486554888,null,null,3.9803012746234061E-6,0,0,24.170281329379833]
[688,0.79721900347624552,3.9860950173812277,{"$f":"IF('Calculation Sheet'!$D$59=\"YES\",(Vcc_max-C715)*ILIM_FINAL_TOL,(Vcc_max-C715)*($AE$13+IF(C715>=$AE$8,$AE$7,0)+(IF(C715>=$AE$6,C715,0)/$AE$5)+IF(C715>$AE$10,($AE$9/C715),0)))","v":4.0069844354961068},4.0315320709875833,2.9619038321416946,0.28272649191753185,3.1358468366704528E-4,6.3120959780409436E-3,1.2128743731922853E-3,4.2668071637752423,7.4526613596770819E-2,1.9341767032143853E-2,1.4979402077166526E-3,5.010322487120078E-5,3.2006050745714276E-5,50.892478069556532,0.79916102546067203,0.79915541324357564,0.80878071150561448,0.13113382332298107,0.13113382332298107,0.13113382332298107,0.13113382332298107,null,null,26.726747563589246,null,null,3.9860950173812274E-6,0,0,24.165730505967286]
[689,0.79837775202780981,3.9918887601390494,{"$f":"IF('Calculation Sheet'!$D$59=\"YES\",(Vcc_max-C716)*ILIM_FINAL_TOL,(Vcc_max-C716)*($AE$13+IF(C716>=$AE$8,$AE$7,0)+(IF(C716>=$AE$6,C716,0)/$AE$5)+IF(C716>$AE$10,($AE$9/C716),0)))","v":4.0040875874197228},4.0286352234800953,2.9633356251725331,0.28304186969576595,3.1394957655539457E-4,6.3194345369481653E-3,1.2119981595430929E-3,4.2639440586636956,7.4612407183855645E-2,1.9364212052835672E-2,1.4996829427857961E-3,5.0161528101888564E-5,3.204329507511261E-5,50.889807040425389,0.79997722038368968,0.79997160329094985,0.80960524457455119,0.13128352497461737,0.13128352497461737,0.13128352497461737,0.13128352497461737,null,null,26.728646920700918,null,null,3.9918887601390495E-6,0,0,24.161160119724471]
[690,0.79953650057937409,3.9976825028968705,{"$f":"IF('Calculation Sheet'!$D$59=\"YES\",(Vcc_max-C717)*ILIM_FINAL_TOL,(Vcc_max-C717)*($AE$13+IF(C717>=$AE$8,$AE$7,0)+(IF(C717>=$AE$6,C717,0)/$AE$5)+IF(C717>$AE$10,($AE$9/C717),0)))","v":4.0011907392762058},4.0257383759054726,2.9647614878300104,0.28335697545614602,3.1431420559080436E-4,6.3267677686145163E-3,1.2111219458734723E-3,4.2610805817230339,7.4698135699288404E-2,1.9386640641866126E-2,1.5014244167161905E-3,5.0219789181404906E-5,3.2080512477605794E-5,50.887114762100957,0.80079247056428926,0.80078684860444316,0.81042881822936641,0.13143310895569016,0.13143310895569016,0.13143310895569016,0.13143310895569016,null,null,26.730544558108821,null,null,3.9976825028968708E-6,0,0,24.156570203992136]
[691,0.80069524913093837,4.0034762456546922,{"$f":"IF('Calculation Sheet'!$D$59=\"YES\",(Vcc_max-C718)*ILIM_FINAL_TOL,(Vcc_max-C718)*($AE$13+IF(C718>=$AE$8,$AE$7,0)+(IF(C718>=$AE$6,C718,0)/$AE$5)+IF(C718>$AE$10,($AE$9/C718),0)))","v":3.9982938910655519},4.0228415282637151,2.9661814282388312,0.28367180922170165,3.1467857077327466E-4,6.3340956730497666E-3,1.2102457321829796E-3,4.2582167370498718,7.4783799144487073E-2,1.9409052799327142E-2,1.503164629507836E-3,5.0278008108861627E-5,3.2117702954082006E-5,50.884401268015402,0.80160677624283272,0.80160114942441352,0.81125143271739075,0.13158257527074158,0.13158257527074158,0.13158257527074158,0.13158257527074158,null,null,26.732440476031844,null,null,4.0034762456546921E-6,0,0,24.151960791983559]
[692,0.80185399768250276,4.0092699884125143,{"$f":"IF('Calculation Sheet'!$D$59=\"YES\",(Vcc_max-C719)*ILIM_FINAL_TOL,(Vcc_max-C719)*($AE$13+IF(C719>=$AE$8,$AE$7,0)+(IF(C719>=$AE$6,C719,0)/$AE$5)+IF(C719>$AE$10,($AE$9/C719),0)))","v":3.9953970427877641},4.019944680554822,2.9675954545125691,0.2839863710154602,3.1504267210280545E-4,6.3414182502636862E-3,1.2093695184725028E-3,4.2553525286956813,7.4869397520870073E-2,1.943144852531109E-2,1.5049035811611766E-3,5.0336184884702817E-5,3.2154866504097157E-5,50.881666591474563,0.80242013765962117,0.8024145059911576,0.81207308828589087,0.13173192392431377,0.13173192392431377,0.13173192392431377,0.13173192392431377,null,null,26.73433467468881,null,null,4.0092699884125142E-6,0,0,24.147331916785753]
[693,0.80301274623406704,4.0150637311703354,{"$f":"IF('Calculation Sheet'!$D$59=\"YES\",(Vcc_max-C720)*ILIM_FINAL_TOL,(Vcc_max-C720)*($AE$13+IF(C720>=$AE$8,$AE$7,0)+(IF(C720>=$AE$6,C720,0)/$AE$5)+IF(C720>$AE$10,($AE$9/C720),0)))","v":3.9925001944428407},4.0170478327787942,2.9690035747536814,0.28430066086044681,3.1540650957939675E-4,6.3487355002660451E-3,1.2084933047420421E-3,4.252487960667291,7.4954930829855382E-2,1.9453827819909897E-2,1.5066412716771005E-3,5.0394319508928476E-5,3.2192003128095337E-5,50.878910765659029,0.80323255505489444,0.80322691854491124,0.81289378518206945,0.13188115492094887,0.13188115492094887,0.13188115492094887,0.13188115492094887,null,null,26.736227154298497,null,null,4.0150637311703355E-6,0,0,24.142683611360532]
[694,0.80417149478563132,4.0208574739281566,{"$f":"IF('Calculation Sheet'!$D$59=\"YES\",(Vcc_max-C721)*ILIM_FINAL_TOL,(Vcc_max-C721)*($AE$13+IF(C721>=$AE$8,$AE$7,0)+(IF(C721>=$AE$6,C721,0)/$AE$5)+IF(C721>$AE$10,($AE$9/C721),0)))","v":3.9896033460307834},4.0141509849356316,2.9704057970535249,0.28461467877968527,3.1577008320304856E-4,6.356047423066169E-3,1.2076170909907091E-3,4.2496230369273738,7.5040399072861419E-2,1.9476190683215933E-2,1.5083777010560517E-3,5.0452411981538603E-5,3.2229112825632455E-5,50.876133823625104,0.80404402866883107,0.80403838732584942,0.81371352365306571,0.1320302682651886,0.1320302682651886,0.1320302682651886,0.1320302682651886,null,null,26.738117915079641,null,null,4.0208574739281568E-6,0,0,24.138015908545462]
[695,0.80533024333719572,4.0266512166859787,{"$f":"IF('Calculation Sheet'!$D$59=\"YES\",(Vcc_max-C722)*ILIM_FINAL_TOL,(Vcc_max-C722)*($AE$13+IF(C722>=$AE$8,$AE$7,0)+(IF(C722>=$AE$6,C722,0)/$AE$5)+IF(C722>$AE$10,($AE$9/C722),0)))","v":3.98670649755159},4.0112541370253343,2.9718021294923718,0.28492842479619718,3.1613339297376086E-4,6.363354018673828E-3,1.2067408772193922E-3,4.2467577613949379,7.5125802251305718E-2,1.9498537115321124E-2,1.5101128692984744E-3,5.0510462302533199E-5,3.2266195596708513E-5,50.873335798305952,0.80485455874154876,0.80484891257408542,0.81453230394595577,0.13217926396157464,0.13217926396157464,0.13217926396157464,0.13217926396157464,null,null,26.740006957250944,null,null,4.0266512166859789E-6,0,0,24.133328841055008]
[696,0.80648899188876,4.0324449594437999,{"$f":"IF('Calculation Sheet'!$D$59=\"YES\",(Vcc_max-C723)*ILIM_FINAL_TOL,(Vcc_max-C723)*($AE$13+IF(C723>=$AE$8,$AE$7,0)+(IF(C723>=$AE$6,C723,0)/$AE$5)+IF(C723>$AE$10,($AE$9/C723),0)))","v":3.9838096490052619},4.0083572890479022,2.9731925801394228,0.28524189893300145,3.1649643889153367E-4,6.3706552870983479E-3,1.2058646634280912E-3,4.2438921379458066,7.5211140366606699E-2,1.9520867116317842E-2,1.5118467764048127E-3,5.0568470471468174E-5,3.2303251441323511E-5,50.870516722512519,0.80566414551310395,0.80565849452967164,0.81535012630775094,0.13232814201464826,0.13232814201464826,0.13232814201464826,0.13232814201464826,null,null,26.741894281031033,null,null,4.0324449594438002E-6,0,0,24.128622441481486]
[697,0.80764774044032428,4.038238702201622,{"$f":"IF('Calculation Sheet'!$D$59=\"YES\",(Vcc_max-C724)*ILIM_FINAL_TOL,(Vcc_max-C724)*($AE$13+IF(C724>=$AE$8,$AE$7,0)+(IF(C724>=$AE$6,C724,0)/$AE$5)+IF(C724>$AE$10,($AE$9/C724),0)))","v":3.9809128003917995},4.0054604410033345,2.9745771570528245,0.28555510121311656,3.1685922095636698E-4,6.3779512283499429E-3,1.204988449615918E-3,4.2410261704130914,7.529641342018234E-2,1.9543180686297568E-2,1.5135794223755106E-3,5.0626436488787618E-5,3.2340280359921536E-5,50.86767662893466,0.80647278922349219,0.80646713343259924,0.81616699098539947,0.13247690242895116,0.13247690242895116,0.13247690242895116,0.13247690242895116,null,null,26.743779886638514,null,null,4.0382387022016224E-6,0,0,24.123896742296147]
[698,0.80880648899188856,4.0440324449594431,{"$f":"IF('Calculation Sheet'!$D$59=\"YES\",(Vcc_max-C725)*ILIM_FINAL_TOL,(Vcc_max-C725)*($AE$13+IF(C725>=$AE$8,$AE$7,0)+(IF(C725>=$AE$6,C725,0)/$AE$5)+IF(C725>$AE$10,($AE$9/C725),0)))","v":3.9780159517112019},4.0025635928916321,2.9759558682796836,0.28586803165955788,3.172217391682608E-4,6.3852418424379387E-3,1.2041122357837608E-3,4.2381598625876666,7.5381621413450617E-2,1.9565477825353117E-2,1.5153108072110122E-3,5.0684360354491531E-5,3.2377282352058501E-5,50.864815550142062,0.8072804901126478,0.80727482952279894,0.81698289822578607,0.13262554520902414,0.13262554520902414,0.13262554520902414,0.13262554520902414,null,null,26.745663774291923,null,null,4.0440324449594428E-6,0,0,24.119151775850138]
[699,0.80996523754345295,4.0498261877172652,{"$f":"IF('Calculation Sheet'!$D$59=\"YES\",(Vcc_max-C726)*ILIM_FINAL_TOL,(Vcc_max-C726)*($AE$13+IF(C726>=$AE$8,$AE$7,0)+(IF(C726>=$AE$6,C726,0)/$AE$5)+IF(C726>$AE$10,($AE$9/C726),0)))","v":3.9751191029634696},3.9996667447127949,2.9773287218560816,0.28618069029533943,3.1758399352721511E-4,6.3925271293721053E-3,1.2032360219311755E-3,4.2352932182186329,7.5466764347829063E-2,1.9587758533575972E-2,1.5170409309122057E-3,5.0742242068579912E-5,3.2414257417734404E-5,50.861933518585253,0.80808724842044377,0.80808158304013977,0.81779784827573154,0.13277407035940847,0.13277407035940847,0.13277407035940847,0.13277407035940847,null,null,26.747545944209769,null,null,4.0498261877172649E-6,0,0,24.114387574375485]
[700,0.81112398609501724,4.0556199304750864,{"$f":"IF('Calculation Sheet'!$D$59=\"YES\",(Vcc_max-C727)*ILIM_FINAL_TOL,(Vcc_max-C727)*($AE$13+IF(C727>=$AE$8,$AE$7,0)+(IF(C727>=$AE$6,C727,0)/$AE$5)+IF(C727>$AE$10,($AE$9/C727),0)))","v":3.9722222541486016},3.996769896466823,2.9786957258070896,0.28649307714347261,3.1794598403322993E-4,6.3998070891617687E-3,1.2023598080581621E-3,4.232426241013779,7.5551842224736099E-2,1.9610022811058503E-2,1.5187697934795352E-3,5.0800081631052763E-5,3.2451205557393337E-5,50.859030566596651,0.80889306438669228,0.80888739422443034,0.81861184138199272,0.13292247788464451,0.13292247788464451,0.13292247788464451,0.13292247788464451,null,null,26.749426396610499,null,null,4.0556199304750862E-6,0,0,24.109604169986152]
[701,0.81228273464658152,4.0614136732329076,{"$f":"IF('Calculation Sheet'!$D$59=\"YES\",(Vcc_max-C728)*ILIM_FINAL_TOL,(Vcc_max-C728)*($AE$13+IF(C728>=$AE$8,$AE$7,0)+(IF(C728>=$AE$6,C728,0)/$AE$5)+IF(C728>$AE$10,($AE$9/C728),0)))","v":3.9693254052666003},3.9938730481537164,2.9800568881467857,0.28680519222696743,3.1830771068630526E-4,6.4070817218166987E-3,1.2014835941651647E-3,4.2295589346400337,7.5636855045589257E-2,1.9632270657893081E-2,1.5204973949134448E-3,5.0857879041910081E-5,3.2488126770591208E-5,50.856106726391459,0.80969793825114511,0.80969226331541755,0.81942487779126338,0.13307076778927307,0.13307076778927307,0.13307076778927307,0.13307076778927307,null,null,26.751305131712531,null,null,4.0614136732329075E-6,0,0,24.104801594678928]
[702,0.8134414831981458,4.0672074159907297,{"$f":"IF('Calculation Sheet'!$D$59=\"YES\",(Vcc_max-C729)*ILIM_FINAL_TOL,(Vcc_max-C729)*($AE$13+IF(C729>=$AE$8,$AE$7,0)+(IF(C729>=$AE$6,C729,0)/$AE$5)+IF(C729>$AE$10,($AE$9/C729),0)))","v":3.9664285563174624},3.9909761997734745,2.9814122168782671,0.28711703556883172,3.1866917348644108E-4,6.4143510273466653E-3,1.2006073802517392E-3,4.2266913027239204,7.5721802811806516E-2,1.9654502074171631E-2,1.5222237352143786E-3,5.0915634301151869E-5,3.2525021057328019E-5,50.853162030068688,0.81050187025349185,0.81049619055278743,0.8202369577501738,0.13321894007783452,0.13321894007783452,0.13321894007783452,0.13321894007783452,null,null,26.753182149734211,null,null,4.0672074159907297E-6,0,0,24.099979880334477]
[703,0.81460023174971019,4.0730011587485517,{"$f":"IF('Calculation Sheet'!$D$59=\"YES\",(Vcc_max-C730)*ILIM_FINAL_TOL,(Vcc_max-C730)*($AE$13+IF(C730>=$AE$8,$AE$7,0)+(IF(C730>=$AE$6,C730,0)/$AE$5)+IF(C730>$AE$10,($AE$9/C730),0)))","v":3.9635317073011902},3.9880793513260975,2.9827617199936673,0.28742860719207197,3.1903037243363741E-4,6.4216150057614385E-3,1.1997311663178856E-3,4.2238233488519983,7.580668552480585E-2,1.9676717059986082E-2,1.5239488143827806E-3,5.0973347408334035E-5,3.2561888417603768E-5,50.85019650961209,0.81130486063336216,0.81129917617616565,0.82104808150529029,0.1333669947548688,0.1333669947548688,0.1333669947548688,0.1333669947548688,null,null,26.755057450893851,null,null,4.0730011587485518E-6,0,0,24.095139058718239]
[704,{"$f":"($AE$11/2000)*(A731)","v":0.81575898030127447},{"$f":"$AE$13*B731*10^-3/($AE$4*10^-6)","v":4.0787949015063729},{"$f":"IF('Calculation Sheet'!$D$59=\"YES\",(Vcc_max-C731)*ILIM_FINAL_TOL,(Vcc_max-C731)*($AE$13+IF(C731>=$AE$8,$AE$7,0)+(IF(C731>=$AE$6,C731,0)/$AE$5)+IF(C731>$AE$10,($AE$9/C731),0)))","v":3.9606348582177828},3.9851825028115861,2.9841054054741702,0.28773990711969111,3.1939130752833833E-4,6.4288736570707883E-3,1.1988549523640479E-3,4.2209550765713058,7.5891503186004794E-2,1.9698915615428803E-2,1.5256726324195391E-3,5.1031018363900671E-5,3.2598728851862546E-5,50.847210196891083,0.81210690963032395,0.81210122042511612,0.82185824930311524,0.13351493182491625,0.13351493182491625,0.13351493182491625,0.13351493182491625,null,null,26.756931035409714,null,null,{"$f":"IF(C731>=$AE$6,C731,0)/$AE$5","v":4.0787949015063731E-6},{"$f":"IF(C731>=$AE$8,$AE$7,0)","v":0},{"$f":"IF(C731>$AE$10,($AE$9/C731),0)","v":0},{"$f":"(Q731-AA731)*IF((Vcc_max-C731)>$F$4,1,0)","v":24.090279161481369}]
[705,0.81691772885283875,4.0845886442641941,{"$f":"IF('Calculation Sheet'!$D$59=\"YES\",(Vcc_max-C732)*ILIM_FINAL_TOL,(Vcc_max-C732)*($AE$13+IF(C732>=$AE$8,$AE$7,0)+(IF(C732>=$AE$6,C732,0)/$AE$5)+IF(C732>$AE$10,($AE$9/C732),0)))","v":3.9577380090672416},{"$f":"(D731+((((EXP(-(B732-B731)*10^-3/$F$14)))*(E731-D731))))","v":3.9822856542299396},{"$f":"(D731+((((EXP(-(B732-B731)*10^-3/$F$15)))*(F731-D731))))","v":2.9854432812900251},{"$f":"(D731+((((EXP(-(B732-B731)*10^-3/$F$16)))*(G731-D731))))","v":0.28805093537469162},{"$f":"(D731+((((EXP(-(B732-B731)*10^-3/$F$17)))*(H731-D731))))","v":3.1975197877009975E-4},{"$f":"(D731+((((EXP(-(B732-B731)*10^-3/$F$18)))*(I731-D731))))","v":6.4361269812840405E-3},{"$f":"(D731+((((EXP(-(B732-B731)*10^-3/$F$19)))*(JX731-D731))))","v":1.1979787383893381E-3},{"$f":"(D731+((((EXP(-(B732-B731)*10^-3/$F$20)))*(K731-D731))))","v":4.218086489389794},{"$f":"(D731+((((EXP(-(B732-B731)*10^-3/$F$21)))*(L731-D731))))","v":7.5976255796821324E-2},{"$f":"(D731+((((EXP(-(B732-B731)*10^-3/$F$22)))*(M731-D731))))","v":1.972109774059172E-2},1.527395189324654E-3,5.1088647167851775E-5,3.2635542359660263E-5,50.844203123661735,{"$f":"(D731+((((EXP(-(B732-B731)*10^-3/$B$14)))*(R731-D731))))","v":0.81290801748388475},{"$f":"(D731+((((EXP(-(B732-B731)*10^-3/$B$15)))*(S731-D731))))","v":0.81290232353914238},{"$f":"(D731+((((EXP(-(B732-B731)*10^-3/$B$16)))*(T731-D731))))","v":0.82266746139008839},{"$f":"(D731+((((EXP(-(B732-B731)*10^-3/$B$17)))*(U731-D731))))","v":0.13366275129251681},{"$f":"(D731+((((EXP(-(B732-B731)*10^-3/$B$18)))*(V731-D731))))","v":0.13366275129251681},0.13366275129251681,0.13366275129251681,null,null,26.75880290350003,null,null,4.0845886442641944E-6,0,0,24.085400220161706]
[706,0.81807647740440304,4.0903823870220153,{"$f":"IF('Calculation Sheet'!$D$59=\"YES\",(Vcc_max-C733)*ILIM_FINAL_TOL,(Vcc_max-C733)*($AE$13+IF(C733>=$AE$8,$AE$7,0)+(IF(C733>=$AE$6,C733,0)/$AE$5)+IF(C733>$AE$10,($AE$9/C733),0)))","v":3.9548411598495647},3.9793888055811584,2.986775355400562,0.28836169198007378,3.2011238615892168E-4,6.4433749784109651E-3,1.1971025243946443E-3,4.2152175907767591,7.6060943358672972E-2,1.974326343556676E-2,{"$f":"(D732+((((EXP(-(B733-B732)*10^-3/$F$23)))*(N732-D732))))","v":1.5291164850990135E-3},{"$f":"(D732+((((EXP(-(B733-B732)*10^-3/$F$24)))*(O732-D732))))","v":5.1146233820187348E-5},{"$f":"(D732+((((EXP(-(B733-B732)*10^-3/$F$25)))*(P732-D732))))","v":3.267232894099692E-5},{"$f":"$C$6+(E733*$G$14)+(F733*$G$15)+(G733*$G$16)+(H733*$G$17)+(I733*$G$18)+(J733*$G$19)+(K733*$G$20)+(L733*$G$21)+(M733*$G$22)","v":50.841175321567647},0.8137081844334908,0.81370248575768667,0.82347571801258557,0.13381045316220996,0.13381045316220996,{"$f":"(D732+((((EXP(-(B733-B732)*10^-3/$B$19)))*(W732-D732))))","v":0.13381045316220996},{"$f":"(D732+((((EXP(-(B733-B732)*10^-3/$B$20)))*(X732-D732))))","v":0.13381045316220996},null,null,{"$f":"$C$6+(R733*$C$14)+(S733*$C$15)+(T733*$C$16)+(U733*$C$17)+(V733*$C$18)+(W733*$C$19)+(X733*$C$20)","v":26.760673055382956},null,null,4.0903823870220157E-6,0,0,24.080502266184691]
[707,0.81923522595596743,4.0961761297798374,{"$f":"IF('Calculation Sheet'!$D$59=\"YES\",(Vcc_max-C734)*ILIM_FINAL_TOL,(Vcc_max-C734)*($AE$13+IF(C734>=$AE$8,$AE$7,0)+(IF(C734>=$AE$6,C734,0)/$AE$5)+IF(C734>$AE$10,($AE$9/C734),0)))","v":3.9519443105647523},3.9764919568652419,2.9881016357542061,0.28867217695883651,3.204725296952482E-4,6.4506176484608879E-3,1.1962263103795223E-3,4.212348384163267,7.6145565872977716E-2,1.9765412700446294E-2,1.5308365197430618E-3,5.1203778320907389E-5,3.2709088595872515E-5,50.838126822140886,0.81450741071852795,0.81450170732013039,0.82428301941691862,0.13395803743853563,0.13395803743853563,0.13395803743853563,0.13395803743853563,null,null,26.762541491276622,null,null,4.0961761297798369E-6,0,0,24.075585330864264]
[708,0.82039397450753171,4.1019698725376594,{"$f":"IF('Calculation Sheet'!$D$59=\"YES\",(Vcc_max-C735)*ILIM_FINAL_TOL,(Vcc_max-C735)*($AE$13+IF(C735>=$AE$8,$AE$7,0)+(IF(C735>=$AE$6,C735,0)/$AE$5)+IF(C735>$AE$10,($AE$9/C735),0)))","v":3.9490474612128055},3.9735951080821907,2.9894221302884927,0.28898239033397477,3.2083240937863522E-4,6.4578549914440231E-3,1.1953500963444164E-3,4.2094788729425758,7.6230123341153089E-2,1.9787545535322693E-2,1.5325552932572428E-3,5.1261280670011899E-5,3.2745821324731139E-5,50.835057656802888,0.8153056965783203,0.8152999884657941,0.82508936584933634,0.13410550412603284,0.13410550412603284,0.13410550412603284,0.13410550412603284,null,null,26.764408211399104,null,null,4.1019698725376591E-6,0,0,24.070649445403784]
[709,0.82155272305909599,4.1077636152954806,{"$f":"IF('Calculation Sheet'!$D$59=\"YES\",(Vcc_max-C736)*ILIM_FINAL_TOL,(Vcc_max-C736)*($AE$13+IF(C736>=$AE$8,$AE$7,0)+(IF(C736>=$AE$6,C736,0)/$AE$5)+IF(C736>$AE$10,($AE$9/C736),0)))","v":3.946150611793724},3.9706982592320044,2.9907368469300835,0.28929233212848304,3.2119202520952683E-4,6.4650870073696964E-3,1.1944738822888823E-3,4.2066090604705515,7.6314615764616622E-2,1.9809661940287437E-2,1.5342728056420007E-3,5.1318740867056789E-5,3.2782527127128702E-5,50.831967856865369,0.81610304225213159,0.81609732943393709,0.82589475755602404,0.13425285322924108,0.13425285322924108,0.13425285322924108,0.13425285322924108,null,null,26.766273215968418,null,null,4.1077636152954804E-6,0,0,24.06569464089695]
[710,0.82271147161066027,4.1135573580533018,{"$f":"IF('Calculation Sheet'!$D$59=\"YES\",(Vcc_max-C737)*ILIM_FINAL_TOL,(Vcc_max-C737)*($AE$13+IF(C737>=$AE$8,$AE$7,0)+(IF(C737>=$AE$6,C737,0)/$AE$5)+IF(C737>$AE$10,($AE$9/C737),0)))","v":3.9432537623075081},3.9678014103146833,2.9920457935947793,0.28960200236535405,3.2155137718747895E-4,6.4723136962476779E-3,1.1935976682129201E-3,4.2037389500660796,7.639904314478585E-2,1.9831761915432899E-2,1.5359890568982237E-3,5.1376158912486147E-5,3.2819206003065204E-5,50.828857453531164,0.81689944797916469,0.81689373046375868,0.82669919478310394,0.13440008475269893,0.13440008475269893,0.13440008475269893,0.13440008475269893,null,null,26.768136505202566,null,null,4.1135573580533017E-6,0,0,24.060720948328598]
[711,0.82387022016222466,4.1193511008111239,{"$f":"IF('Calculation Sheet'!$D$59=\"YES\",(Vcc_max-C738)*ILIM_FINAL_TOL,(Vcc_max-C738)*($AE$13+IF(C738>=$AE$8,$AE$7,0)+(IF(C738>=$AE$6,C738,0)/$AE$5)+IF(C738>$AE$10,($AE$9/C738),0)))","v":3.9403569127541558},3.964904561330227,2.9933489781875369,0.28991140106757873,3.2191046531293566E-4,6.4795350580872935E-3,1.1927214541165299E-3,4.200868545011474,7.6483405483078748E-2,1.9853845460851449E-2,1.5377040470263559E-3,5.1433534806299974E-5,3.2855857952540646E-5,50.825726477895202,0.81769491399856165,0.81768919179439647,0.82750267777663389,0.13454719870094545,0.13454719870094545,0.13454719870094545,0.13454719870094545,null,null,26.769998079319478,null,null,4.1193511008111238E-6,0,0,24.055728398575724]
[712,0.82502896871378895,4.1251448435689451,{"$f":"IF('Calculation Sheet'!$D$59=\"YES\",(Vcc_max-C739)*ILIM_FINAL_TOL,(Vcc_max-C739)*($AE$13+IF(C739>=$AE$8,$AE$7,0)+(IF(C739>=$AE$6,C739,0)/$AE$5)+IF(C739>$AE$10,($AE$9/C739),0)))","v":3.93746006313367},3.9620077122786359,2.994646408602482,0.29022052825814404,3.2226928958545287E-4,6.486751092898313E-3,1.1918452400001556E-3,4.1979978485528795,7.6567702780912406E-2,1.9875912576635013E-2,1.5394177760263972E-3,5.149086854849827E-5,3.2892482975999116E-5,50.822574960945225,0.8184894405494032,0.81848371366492767,0.82830520678260866,0.13469419507851921,0.13469419507851921,0.13469419507851921,0.13469419507851921,null,null,26.771857938537032,null,null,4.1251448435689451E-6,0,0,24.050717022408193]
[713,0.82618771726535323,4.1309385863267671,{"$f":"IF('Calculation Sheet'!$D$59=\"YES\",(Vcc_max-C740)*ILIM_FINAL_TOL,(Vcc_max-C740)*($AE$13+IF(C740>=$AE$8,$AE$7,0)+(IF(C740>=$AE$6,C740,0)/$AE$5)+IF(C740>$AE$10,($AE$9/C740),0)))","v":3.9345632134460482},3.9591108631599101,2.995938092722926,0.29052938396003736,3.2262785000547467E-4,6.4939618006905064E-3,1.1909690258633532E-3,4.1951268639006694,7.6651935039704355E-2,1.9897963262875518E-2,1.5411302438992358E-3,5.1548160139081034E-5,3.2929081072996524E-5,50.819402933562785,0.81928302787070972,0.81927729631436863,0.82910678204695998,0.13484107388995881,0.13484107388995881,0.13484107388995881,0.13484107388995881,null,null,26.773716083073072,null,null,4.1309385863267672E-6,0,0,24.045686850489712]
[714,0.82734646581691751,4.1367323290845883,{"$f":"IF('Calculation Sheet'!$D$59=\"YES\",(Vcc_max-C741)*ILIM_FINAL_TOL,(Vcc_max-C741)*($AE$13+IF(C741>=$AE$8,$AE$7,0)+(IF(C741>=$AE$6,C741,0)/$AE$5)+IF(C741>$AE$10,($AE$9/C741),0)))","v":3.9316663636912925},3.9562140139740496,2.99722403842138,0.29083796819624297,3.2298614657300107E-4,6.5011671814736438E-3,1.1900928117061227E-3,4.1922555942298407,7.673610226087213E-2,1.9919997519664889E-2,1.5428414506453159E-3,5.1605409578048267E-5,3.2965652243532872E-5,50.816210426524073,0.82007567620144028,0.82006993998167443,0.82990740381555606,0.13498783513980239,0.13498783513980239,0.13498783513980239,0.13498783513980239,null,null,26.775572513145399,null,null,4.1367323290845885E-6,0,0,24.040637913378674]
[715,0.8285052143684819,4.1425260718424104,{"$f":"IF('Calculation Sheet'!$D$59=\"YES\",(Vcc_max-C742)*ILIM_FINAL_TOL,(Vcc_max-C742)*($AE$13+IF(C742>=$AE$8,$AE$7,0)+(IF(C742>=$AE$6,C742,0)/$AE$5)+IF(C742>$AE$10,($AE$9/C742),0)))","v":3.9287695138694008},3.9533171647210539,2.998504253559569,0.29114628098974427,3.2334417928758796E-4,6.5083672352574951E-3,1.1892165975284641E-3,4.1893840426804037,7.6820204445833262E-2,1.9942015347095499E-2,1.5445513962655255E-3,5.1662616865399968E-5,3.3002196488052249E-5,50.81299747050069,0.82086738578049401,0.82086164490573976,0.83070707233420116,0.13513447883258856,0.13513447883258856,0.13513447883258856,0.13513447883258856,null,null,26.777427228971753,null,null,4.1425260718424106E-6,0,0,24.035570241528937]
[716,0.82966396292004618,4.1483198146002316,{"$f":"IF('Calculation Sheet'!$D$59=\"YES\",(Vcc_max-C743)*ILIM_FINAL_TOL,(Vcc_max-C743)*($AE$13+IF(C743>=$AE$8,$AE$7,0)+(IF(C743>=$AE$6,C743,0)/$AE$5)+IF(C743>$AE$10,($AE$9/C743),0)))","v":3.9258726639803747},3.9504203154009234,2.9997787459884471,0.29145432236352065,3.2370194814967945E-4,6.515561962051386E-3,1.1883403833308215E-3,4.1865122123577674,7.6904241596005285E-2,1.9964016745259716E-2,1.5462600807598648E-3,5.1719782000692049E-5,3.3038713806110565E-5,50.809764096060498,0.82165815684670829,0.82165241132539846,0.83150578784863693,0.13528100497285456,0.13528100497285456,0.13528100497285456,0.13528100497285456,null,null,26.779280230769835,null,null,4.1483198146002319E-6,0,0,24.030483865290662]
[717,0.83082271147161046,4.1541135573580528,{"$f":"IF('Calculation Sheet'!$D$59=\"YES\",(Vcc_max-C744)*ILIM_FINAL_TOL,(Vcc_max-C744)*($AE$13+IF(C744>=$AE$8,$AE$7,0)+(IF(C744>=$AE$6,C744,0)/$AE$5)+IF(C744>$AE$10,($AE$9/C744),0)))","v":3.9229758140242144},3.9475234660136578,3.001047523548213,0.2917620923405515,3.2405945315927553E-4,6.5227513618650867E-3,1.1874641691127508E-3,4.1836401063331214,7.6988213712805731E-2,1.9986001714249024E-2,1.5479675041292218E-3,5.1776904984368599E-5,3.3075204197707819E-5,50.806510333668513,0.82244798963886057,0.82244223947942396,0.83230355060454109,0.13542741356513854,0.13542741356513854,0.13542741356513854,0.13542741356513854,null,null,26.781131518757299,null,null,4.1541135573580524E-6,0,0,24.025378814911214]
[718,0.83198146002317486,4.1599073001158748,{"$f":"IF('Calculation Sheet'!$D$59=\"YES\",(Vcc_max-C745)*ILIM_FINAL_TOL,(Vcc_max-C745)*($AE$13+IF(C745>=$AE$8,$AE$7,0)+(IF(C745>=$AE$6,C745,0)/$AE$5)+IF(C745>$AE$10,($AE$9/C745),0)))","v":3.9200789640009179},3.9446266165592574,3.0023105940683239,0.29206959094381357,3.2441669431637621E-4,6.529935434707923E-3,1.1865879548742519E-3,4.1807677276438113,7.7072120797651689E-2,2.0007970254156238E-2,1.5496736663740407E-3,5.1833985816429617E-5,3.3111667662844013E-5,50.803236213687669,0.823236884395667,0.823231129606528,0.83310036084752825,0.13557370461397822,0.13557370461397822,0.13557370461397822,0.13557370461397822,null,null,26.782981093151751,null,null,4.1599073001158745E-6,0,0,24.020255120535918]
[719,0.83314020857473914,4.165701042873696,{"$f":"IF('Calculation Sheet'!$D$59=\"YES\",(Vcc_max-C746)*ILIM_FINAL_TOL,(Vcc_max-C746)*($AE$13+IF(C746>=$AE$8,$AE$7,0)+(IF(C746>=$AE$6,C746,0)/$AE$5)+IF(C746>$AE$10,($AE$9/C746),0)))","v":3.9171821139104881},3.9417297670377223,3.0035679653675098,0.29237681819628136,3.2477367162098147E-4,6.537114180590109E-3,1.1857117406157691E-3,4.1778950792937142,7.7155962851960247E-2,2.0029922365072839E-2,1.5513785674947655E-3,5.1891024496875104E-5,3.3148104201963235E-5,50.799941766379611,0.82402484135578291,0.82401908194536277,0.83389621882315001,0.13571987812391084,0.13571987812391084,0.13571987812391084,0.13571987812391084,null,null,26.784828954170756,null,null,4.1657010428736958E-6,0,0,24.015112812208855]
[720,0.83429895712630342,4.1714947856315181,{"$f":"IF('Calculation Sheet'!$D$59=\"YES\",(Vcc_max-C747)*ILIM_FINAL_TOL,(Vcc_max-C747)*($AE$13+IF(C747>=$AE$8,$AE$7,0)+(IF(C747>=$AE$6,C747,0)/$AE$5)+IF(C747>$AE$10,($AE$9/C747),0)))","v":3.9142852637529217},3.938832917449052,3.004819645253789,0.29268377412092761,3.2513038507264724E-4,6.5442875995209704E-3,1.1848355263368582E-3,4.1750221642536056,7.7239739877148939E-2,2.0051858047091198E-2,1.5530822074918404E-3,5.194802102570506E-5,3.3184513814621397E-5,50.796627021905479,0.82481186075780366,0.82480609673451877,0.834691124776894,0.13586593409947367,0.13586593409947367,0.13586593409947367,0.13586593409947367,null,null,26.786675102031815,null,null,4.1714947856315179E-6,0,0,24.009951919873664]
[721,0.8354577056778677,4.1772885283893393,{"$f":"IF('Calculation Sheet'!$D$59=\"YES\",(Vcc_max-C748)*ILIM_FINAL_TOL,(Vcc_max-C748)*($AE$13+IF(C748>=$AE$8,$AE$7,0)+(IF(C748>=$AE$6,C748,0)/$AE$5)+IF(C748>$AE$10,($AE$9/C748),0)))","v":3.911388413528222},3.9359360677932469,3.0060656415244829,0.29299045874072371,3.254868346718176E-4,6.5514556915098332E-3,1.1839593120375191E-3,4.1721489854615239,7.7323451874634852E-2,2.0073777300303242E-2,1.5547845863657095E-3,5.2004975402919484E-5,3.3220896500818498E-5,50.793292010326802,0.82559794284026289,0.82559217421252606,0.83548507895418522,0.13601187254520397,0.13601187254520397,0.13601187254520397,0.13601187254520397,null,null,26.788519536952396,null,null,4.1772885283893392E-6,0,0,24.004772473374405]
[722,0.83661645422943209,4.1830822711471614,{"$f":"IF('Calculation Sheet'!$D$59=\"YES\",(Vcc_max-C749)*ILIM_FINAL_TOL,(Vcc_max-C749)*($AE$13+IF(C749>=$AE$8,$AE$7,0)+(IF(C749>=$AE$6,C749,0)/$AE$5)+IF(C749>$AE$10,($AE$9/C749),0)))","v":3.9084915632363857},3.9330392180703067,3.0073059619662308,0.29329687207863886,3.2584302041849256E-4,6.5586184565669114E-3,1.183083097717752E-3,4.1692755458231332,7.740709884583552E-2,2.0095680124801341E-2,1.5564857041172608E-3,5.2061887628074288E-5,3.3257252260554537E-5,50.789936761606171,0.82638308784163428,0.82637731461785435,0.83627808160038475,0.13615769346563855,0.13615769346563855,0.13615769346563855,0.13615769346563855,null,null,26.79036225914993,null,null,4.1830822711471614E-6,0,0,23.999574502456241]
[723,0.83777520278099638,4.1888760139049825,{"$f":"IF('Calculation Sheet'!$D$59=\"YES\",(Vcc_max-C750)*ILIM_FINAL_TOL,(Vcc_max-C750)*($AE$13+IF(C750>=$AE$8,$AE$7,0)+(IF(C750>=$AE$6,C750,0)/$AE$5)+IF(C750>$AE$10,($AE$9/C750),0)))","v":3.905594712877416},3.9301423682802317,3.0085406143550024,0.29360301415763912,3.261989423126721E-4,6.565775894701531E-3,1.1822068833780008E-3,4.1664018482120779,7.7490680792168032E-2,2.0117566520677421E-2,1.5581855607469386E-3,5.2118757701613561E-5,3.3293581094273605E-5,50.786561305608032,0.82716729600033068,0.82716151818891204,0.83707013296079102,0.13630339686531423,0.13630339686531423,0.13630339686531423,0.13630339686531423,null,null,26.792203268841774,null,null,4.1888760139049827E-6,0,0,23.994358036766258]
[724,0.83893395133256066,4.1946697566628037,{"$f":"IF('Calculation Sheet'!$D$59=\"YES\",(Vcc_max-C751)*ILIM_FINAL_TOL,(Vcc_max-C751)*($AE$13+IF(C751>=$AE$8,$AE$7,0)+(IF(C751>=$AE$6,C751,0)/$AE$5)+IF(C751>$AE$10,($AE$9/C751),0)))","v":3.9026978624513107},3.9272455184230219,3.0097696064561159,0.29390888500069012,3.2655460035480033E-4,6.5729280059234618E-3,1.1813306690178216E-3,4.1635278954703363,7.7574197715049475E-2,2.013943648802341E-2,1.5598841562547427E-3,5.2175585623537302E-5,3.3329883001531613E-5,50.783165672099521,0.82795056755470364,0.82794478516404757,0.83786123328063855,0.13644898274876738,0.13644898274876738,0.13644898274876738,0.13644898274876738,null,null,26.794042566245253,null,null,4.1946697566628039E-6,0,0,23.989123105854269]
[725,0.84009269988412494,4.2004634994206249,{"$f":"IF('Calculation Sheet'!$D$59=\"YES\",(Vcc_max-C752)*ILIM_FINAL_TOL,(Vcc_max-C752)*($AE$13+IF(C752>=$AE$8,$AE$7,0)+(IF(C752>=$AE$6,C752,0)/$AE$5)+IF(C752>$AE$10,($AE$9/C752),0)))","v":3.8998010119580711},3.9243486684986775,3.0109929460242499,0.29421448463075484,3.2690999454443315E-4,6.5800747902424739E-3,1.1804544546372142E-3,4.1606536904085702,7.765764961589694E-2,2.0161290026931677E-2,1.5615814906415615E-3,5.2232371393845511E-5,3.3366157982328559E-5,50.779749890751084,0.82873290274304523,0.82872711578154812,0.83865138280509965,0.13659445112053437,0.13659445112053437,0.13659445112053437,0.13659445112053437,null,null,26.795880151577652,null,null,4.2004634994206252E-6,0,0,23.983869739173432]
[726,0.84125144843568933,4.206257242178447,{"$f":"IF('Calculation Sheet'!$D$59=\"YES\",(Vcc_max-C753)*ILIM_FINAL_TOL,(Vcc_max-C753)*($AE$13+IF(C753>=$AE$8,$AE$7,0)+(IF(C753>=$AE$6,C753,0)/$AE$5)+IF(C753>$AE$10,($AE$9/C753),0)))","v":3.8969041613976954},3.9214518185071978,3.0122106408034588,0.29451981307079489,3.2726512488157056E-4,6.587216247667893E-3,1.1795782402361787E-3,4.1577792358064691,7.7741036496127958E-2,2.018312713749415E-2,1.563277563908283E-3,5.228911501253819E-5,3.3402406036664445E-5,50.776313991137407,0.82951430180358576,0.8295085102796409,0.83944058177928227,0.13673980198515157,0.13673980198515157,0.13673980198515157,0.13673980198515157,null,null,26.7977160250562,null,null,4.2062572421784474E-6,0,0,23.978597966081207]
[727,0.84241019698725361,4.2120509849362682,{"$f":"IF('Calculation Sheet'!$D$59=\"YES\",(Vcc_max-C754)*ILIM_FINAL_TOL,(Vcc_max-C754)*($AE$13+IF(C754>=$AE$8,$AE$7,0)+(IF(C754>=$AE$6,C754,0)/$AE$5)+IF(C754>$AE$10,($AE$9/C754),0)))","v":3.8940073107701849},3.9185549684485834,3.0134226985271875,0.29482487034376881,3.2761999136621256E-4,6.5943523782094893E-3,1.1787020258151593E-3,4.1549045344130926,7.7824358357159173E-2,2.0204947819803198E-2,1.5649723760549072E-3,5.2345816479615337E-5,3.3438627164983359E-5,50.772858002738005,0.83029476497449606,0.83028896889649184,0.84022883044823216,0.13688503534715446,0.13688503534715446,0.13688503534715446,0.13688503534715446,null,null,26.799550186898074,null,null,4.2120509849362678E-6,0,0,23.973307815839931]
[728,0.84356894553881789,4.2178447276940894,{"$f":"IF('Calculation Sheet'!$D$59=\"YES\",(Vcc_max-C755)*ILIM_FINAL_TOL,(Vcc_max-C755)*($AE$13+IF(C755>=$AE$8,$AE$7,0)+(IF(C755>=$AE$6,C755,0)/$AE$5)+IF(C755>$AE$10,($AE$9/C755),0)))","v":3.8911104600755406},3.9156581183228338,3.0146291269182859,0.29512965647263423,3.2797459399835915E-4,6.6014831818770325E-3,1.1778258113737117E-3,4.1520295889472063,7.7907615200407676E-2,2.0226752073950749E-2,1.5666659270823224E-3,5.2402475794632863E-5,3.3474821366841212E-5,50.769381954938012,0.8310742924938852,0.83106849187020693,0.84101612905693113,0.13703015121107942,0.13703015121107942,0.13703015121107942,0.13703015121107942,null,null,26.801382637320408,null,null,4.2178447276940891E-6,0,0,23.967999317617604]
[729,0.84472769409038218,4.2236384704519114,{"$f":"IF('Calculation Sheet'!$D$59=\"YES\",(Vcc_max-C756)*ILIM_FINAL_TOL,(Vcc_max-C756)*($AE$13+IF(C756>=$AE$8,$AE$7,0)+(IF(C756>=$AE$6,C756,0)/$AE$5)+IF(C756>$AE$10,($AE$9/C756),0)))","v":3.8882136093137603},3.9127612681299495,3.0158299336890235,0.29543417148034656,3.2832893277845443E-4,6.6086086586802928E-3,1.176949596911836E-3,4.1491544020976159,7.7990807027290554E-2,2.0248539900028728E-2,1.5683582169905286E-3,5.2459092958034859E-5,3.3510988642238004E-5,50.765885877028914,0.83185288459980233,0.83184707943883085,0.84180247785029794,0.13717514958146237,0.13717514958146237,0.13717514958146237,0.13717514958146237,null,null,26.80321337654032,null,null,4.2236384704519112E-6,0,0,23.962672500488594]
[730,0.84588644264194657,4.2294322132097335,{"$f":"IF('Calculation Sheet'!$D$59=\"YES\",(Vcc_max-C757)*ILIM_FINAL_TOL,(Vcc_max-C757)*($AE$13+IF(C757>=$AE$8,$AE$7,0)+(IF(C757>=$AE$6,C757,0)/$AE$5)+IF(C757>$AE$10,($AE$9/C757),0)))","v":3.8853167584848456},3.90986441786993,3.0170251265411037,0.2957384153898599,3.286830077060543E-4,6.6157288086285959E-3,1.1760733824299763E-3,4.1462789765234991,7.8073933839224896E-2,2.0270311298129506E-2,1.5700492457804138E-3,5.2515667969821322E-5,3.3547128991173736E-5,50.762369798209292,0.83263054153023619,0.83262473184034835,0.84258787707318872,0.13732003046283836,0.13732003046283836,0.13732003046283836,0.13732003046283836,null,null,26.80504240477482,null,null,4.2294322132097334E-6,0,0,23.957327393434472]
[731,0.84704519119351085,4.2352259559675547,{"$f":"IF('Calculation Sheet'!$D$59=\"YES\",(Vcc_max-C758)*ILIM_FINAL_TOL,(Vcc_max-C758)*($AE$13+IF(C758>=$AE$8,$AE$7,0)+(IF(C758>=$AE$6,C758,0)/$AE$5)+IF(C758>$AE$10,($AE$9/C758),0)))","v":3.8824199075887957},3.9069675675427757,3.018214713165678,0.29604238822412432,3.2903681878115876E-4,6.6228436317317119E-3,1.1751971679276885E-3,4.1434033148547309,7.8156995637627347E-2,2.029206626834501E-2,1.5717390134524223E-3,5.2572200829992255E-5,3.3583242414092496E-5,50.758833747585463,0.83340726352311423,0.83340144931268334,0.8433723269703961,0.13746479385974286,0.13746479385974286,0.13746479385974286,0.13746479385974286,null,null,26.806869722240926,null,null,4.2352259559675547E-6,0,0,23.951964025344537]
[732,0.84820393974507513,4.2410196987253759,{"$f":"IF('Calculation Sheet'!$D$59=\"YES\",(Vcc_max-C759)*ILIM_FINAL_TOL,(Vcc_max-C759)*($AE$13+IF(C759>=$AE$8,$AE$7,0)+(IF(C759>=$AE$6,C759,0)/$AE$5)+IF(C759>$AE$10,($AE$9/C759),0)))","v":3.879523056625612},3.9040707171484867,3.019398701243361,0.29634609000609036,3.293903660042119E-4,6.6299531279994106E-3,1.1743209534049726E-3,4.1405274196922059,7.8239992423914995E-2,2.0313804810767166E-2,1.573427520006998E-3,5.2628691538547656E-5,3.3619328910550195E-5,50.755277754172205,0.83418305081630395,0.83417723209369887,0.8441558277866501,0.13760943977671092,0.13760943977671092,0.13760943977671092,0.13760943977671092,null,null,26.808695329155579,null,null,4.241019698725376E-6,0,0,23.946582425016626]
[733,0.84936268829663941,4.2468134414831971,{"$f":"IF('Calculation Sheet'!$D$59=\"YES\",(Vcc_max-C760)*ILIM_FINAL_TOL,(Vcc_max-C760)*($AE$13+IF(C760>=$AE$8,$AE$7,0)+(IF(C760>=$AE$6,C760,0)/$AE$5)+IF(C760>$AE$10,($AE$9/C760),0)))","v":3.8766262055952923},3.901173866687063,3.020577098444245,0.29664952075870499,3.2974364937476963E-4,6.6370572974414621E-3,1.1734447388618285E-3,4.1376512936081582,7.8322924199504929E-2,2.0335526925488345E-2,1.5751147654450293E-3,5.2685140095487526E-5,3.3655388480546833E-5,50.751701846893553,0.83495790364761246,0.83495208042119806,0.84493837976661679,0.13775396821827757,0.13775396821827757,0.13775396821827757,0.13775396821827757,null,null,26.810519225735678,null,null,4.2468134414831972E-6,0,0,23.941182621157875]
[734,0.8505214368482038,4.2526071842410191,{"$f":"IF('Calculation Sheet'!$D$59=\"YES\",(Vcc_max-C761)*ILIM_FINAL_TOL,(Vcc_max-C761)*($AE$13+IF(C761>=$AE$8,$AE$7,0)+(IF(C761>=$AE$6,C761,0)/$AE$5)+IF(C761>$AE$10,($AE$9/C761),0)))","v":3.8737293544978382},3.8982770161585036,3.0217499124279135,0.29695268050491475,3.3009666889327605E-4,6.6441561400671922E-3,1.1725685242987005E-3,4.1347749391464781,7.8405790965813793E-2,2.0357232612600473E-2,1.576800749766516E-3,5.2741546500367775E-5,3.369142112408241E-5,50.748106054583324,0.83573182225478604,0.83572599453292318,0.8457199831548996,0.1378983791889774,0.1378983791889774,0.1378983791889774,0.1378983791889774,null,null,26.812341412198087,null,null,4.2526071842410194E-6,0,0,23.935764642385237]
[735,0.85168018539976809,4.2584009269988412,{"$f":"IF('Calculation Sheet'!$D$59=\"YES\",(Vcc_max-C762)*ILIM_FINAL_TOL,(Vcc_max-C762)*($AE$13+IF(C762>=$AE$8,$AE$7,0)+(IF(C762>=$AE$6,C762,0)/$AE$5)+IF(C762>$AE$10,($AE$9/C762),0)))","v":3.8708325033332485},3.89538016556281,3.0229171508434556,0.29725556926766217,3.3044942455928705E-4,6.651249655886371E-3,1.1716923097151444E-3,4.1318983588230225,7.8488592724258677E-2,2.0378921872195477E-2,1.5784854729723463E-3,5.2797910753632493E-5,3.3727426841601016E-5,50.744490405985921,0.8365048068755101,0.83649897466655654,0.84650063819603849,0.13804267269334547,0.13804267269334547,0.13804267269334547,0.13804267269334547,null,null,26.814161888759617,null,null,4.2584009269988415E-6,0,0,23.930328517226304]
[736,0.85283893395133237,4.2641946697566624,{"$f":"IF('Calculation Sheet'!$D$59=\"YES\",(Vcc_max-C763)*ILIM_FINAL_TOL,(Vcc_max-C763)*($AE$13+IF(C763>=$AE$8,$AE$7,0)+(IF(C763>=$AE$6,C763,0)/$AE$5)+IF(C763>$AE$10,($AE$9/C763),0)))","v":3.8679356521015249},3.8924833148999811,3.0240788213294825,0.29755818706988935,3.3080191637324674E-4,6.6583378449087682E-3,1.1708160951111601E-3,4.1290215551259264,7.8571329476256224E-2,2.0400594704365727E-2,1.5801689350629644E-3,5.285423285528168E-5,3.3763405632658561E-5,50.740854929756942,0.83727685774741056,0.83727102105971918,0.84728034513451123,0.13818684873591591,0.13818684873591591,0.13818684873591591,0.13818684873591591,null,null,26.815980655637016,null,null,4.2641946697566628E-6,0,0,23.924874274119926]
[737,0.85399768250289665,4.2699884125144836,{"$f":"IF('Calculation Sheet'!$D$59=\"YES\",(Vcc_max-C764)*ILIM_FINAL_TOL,(Vcc_max-C764)*($AE$13+IF(C764>=$AE$8,$AE$7,0)+(IF(C764>=$AE$6,C764,0)/$AE$5)+IF(C764>$AE$10,($AE$9/C764),0)))","v":3.8650388008026653},3.8895864641700175,3.0252349315141389,0.2978605339345366,3.3115414433471102E-4,6.6654207071437099E-3,1.1699398804871919E-3,4.126144530515905,7.865400122322308E-2,2.0422251109203149E-2,1.5818511360388143E-3,5.2910512805315335E-5,3.3799357497255045E-5,50.737199654463922,0.83804797510805207,0.83804213394997173,0.84805910421473207,0.13833090732122333,0.13833090732122333,0.13833090732122333,0.13833090732122333,null,null,26.817797713047025,null,null,4.2699884125144832E-6,0,0,23.919401941416897]
[738,0.85515643105446104,4.2757821552723057,{"$f":"IF('Calculation Sheet'!$D$59=\"YES\",(Vcc_max-C765)*ILIM_FINAL_TOL,(Vcc_max-C765)*($AE$13+IF(C765>=$AE$8,$AE$7,0)+(IF(C765>=$AE$6,C765,0)/$AE$5)+IF(C765>$AE$10,($AE$9/C765),0)))","v":3.8621419494366709},3.8866896133729187,3.0263854890151194,0.29816260988454157,3.3150610844412398E-4,6.672498242600966E-3,1.1690636658423514E-3,4.1232672874265592,7.8736607966575889E-2,2.0443891086800114E-2,1.5835320759003402E-3,5.2966750603733459E-5,3.3835282435390468E-5,50.733524608586883,0.83881815919493885,0.83881231357481534,0.84883691568105224,0.13847484845380142,0.13847484845380142,0.13847484845380142,0.13847484845380142,null,null,26.819613061206294,null,null,4.2757821552723054E-6,0,0,23.913911547380589]
[739,0.85631517960602532,4.2815758980301268,{"$f":"IF('Calculation Sheet'!$D$59=\"YES\",(Vcc_max-C766)*ILIM_FINAL_TOL,(Vcc_max-C766)*($AE$13+IF(C766>=$AE$8,$AE$7,0)+(IF(C766>=$AE$6,C766,0)/$AE$5)+IF(C766>$AE$10,($AE$9/C766),0)))","v":3.8592450980035427},3.8837927625086852,3.0275305014396818,0.29846441494283971,3.3185780870148562E-4,6.6795704512903065E-3,1.168187451177527E-3,4.1203898282646723,7.8819149707731739E-2,2.046551463724855E-2,1.5852117546484301E-3,5.3022946250091962E-5,3.387118044706483E-5,50.729829820519122,0.8395874102455152,0.83958156017168983,0.84961377977775987,0.13861867213818435,0.13861867213818435,0.13861867213818435,0.13861867213818435,null,null,26.82142670033145,null,null,4.2815758980301267E-6,0,0,23.908403120187671]
[740,0.8574739281575896,4.287369640787948,{"$f":"IF('Calculation Sheet'!$D$59=\"YES\",(Vcc_max-C767)*ILIM_FINAL_TOL,(Vcc_max-C767)*($AE$13+IF(C767>=$AE$8,$AE$7,0)+(IF(C767>=$AE$6,C767,0)/$AE$5)+IF(C767>$AE$10,($AE$9/C767),0)))","v":3.8563482465032783},3.8808959115773169,3.0286699763846618,0.29876594913236554,3.3220924510635186E-4,6.6866373332215012E-3,1.1673112364927185E-3,4.1175121554105063,7.8901626448106832E-2,2.0487121760640381E-2,1.5868901722830842E-3,5.3079099744834934E-5,3.3907051532722221E-5,50.726115318567743,0.84035572849716456,0.84034987397797467,0.85038969674908049,0.13876237837890582,0.13876237837890582,0.13876237837890582,0.13876237837890582,null,null,26.823238630639075,null,null,4.287369640787948E-6,0,0,23.902876687928668]
[741,0.85863267670915389,4.2931633835457701,{"$f":"IF('Calculation Sheet'!$D$59=\"YES\",(Vcc_max-C768)*ILIM_FINAL_TOL,(Vcc_max-C768)*($AE$13+IF(C768>=$AE$8,$AE$7,0)+(IF(C768>=$AE$6,C768,0)/$AE$5)+IF(C768>$AE$10,($AE$9/C768),0)))","v":3.8534513949358797},3.8779990605788135,3.0298039214364874,0.29906721247605095,3.3256041765916677E-4,6.6936988884038762E-3,1.1664350217870378E-3,4.1146342712180948,7.8984038189118255E-2,2.0508712457067535E-2,1.5885673288051905E-3,5.3135211087962375E-5,3.3942895691918551E-5,50.722381130954297,0.84112311418721042,0.84111725523098935,0.85116466683917658,0.13890596718049952,0.13890596718049952,0.13890596718049952,0.13890596718049952,null,null,26.825048852345692,null,null,4.2931633835457701E-6,0,0,23.897332278608605]
[742,0.85979142526071828,4.2989571263035922,{"$f":"IF('Calculation Sheet'!$D$59=\"YES\",(Vcc_max-C769)*ILIM_FINAL_TOL,(Vcc_max-C769)*($AE$13+IF(C769>=$AE$8,$AE$7,0)+(IF(C769>=$AE$6,C769,0)/$AE$5)+IF(C769>$AE$10,($AE$9/C769),0)))","v":3.8505545433013455},3.8751022095131753,3.0309323441711924,0.29936820499682648,3.3291132635993037E-4,6.7007551168472013E-3,1.1655588070613732E-3,4.1117561780155292,7.906638493218221E-2,2.0530286726622382E-2,1.5902432242151932E-3,5.3191280279474284E-5,3.397871292465382E-5,50.718627285815572,0.84188956755291544,0.84188370416799252,0.85193869029214708,0.13904943854749874,0.13904943854749874,0.13904943854749874,0.13904943854749874,null,null,26.826857365667781,null,null,4.2989571263035922E-6,0,0,23.891769920147791]
[743,0.86095017381228256,4.3047508690614134,{"$f":"IF('Calculation Sheet'!$D$59=\"YES\",(Vcc_max-C770)*ILIM_FINAL_TOL,(Vcc_max-C770)*($AE$13+IF(C770>=$AE$8,$AE$7,0)+(IF(C770>=$AE$6,C770,0)/$AE$5)+IF(C770>$AE$10,($AE$9/C770),0)))","v":3.8476576915996779},3.8722053583804024,3.0320552521544317,0.29966892671761913,3.3326197120864265E-4,6.7078060185612465E-3,1.1646825923152804E-3,4.1088778781052495,7.914866667871534E-2,2.0551844569397293E-2,1.5919178585135363E-3,5.3247307319370663E-5,3.4014503230928028E-5,50.714853811204001,0.84265508883148232,0.84264922102618289,0.85271176735202836,0.13919279248443672,0.13919279248443672,0.13919279248443672,0.13919279248443672,null,null,26.828664170821781,null,null,4.3047508690614135E-6,0,0,23.88618964038222]
[744,0.86210892236384684,4.3105446118192345,{"$f":"IF('Calculation Sheet'!$D$59=\"YES\",(Vcc_max-C771)*ILIM_FINAL_TOL,(Vcc_max-C771)*($AE$13+IF(C771>=$AE$8,$AE$7,0)+(IF(C771>=$AE$6,C771,0)/$AE$5)+IF(C771>$AE$10,($AE$9/C771),0)))","v":3.8447608398308741},3.8693085071804942,3.0331726529414951,0.2999693776613559,3.3361235220530361E-4,6.7148515935553377E-3,1.1638063775492036E-3,4.1059993737643214,7.9230883430134735E-2,2.057338598548375E-2,1.593591231700664E-3,5.3303292207651509E-5,3.4050266611185265E-5,50.711060735088473,0.84341967826005293,0.84341380604269833,0.85348389826279414,0.13933602899584629,0.13933602899584629,0.13933602899584629,0.13933602899584629,null,null,26.830469268024093,null,null,4.3105446118192348E-6,0,0,23.880591467064381]
[745,0.86326767091541123,4.3163383545770566,{"$f":"IF('Calculation Sheet'!$D$59=\"YES\",(Vcc_max-C772)*ILIM_FINAL_TOL,(Vcc_max-C772)*($AE$13+IF(C772>=$AE$8,$AE$7,0)+(IF(C772>=$AE$6,C772,0)/$AE$5)+IF(C772>$AE$10,($AE$9/C772),0)))","v":3.8418639879949357},3.8664116559134509,3.0342845540773209,0.30026955785096154,3.3396246934946916E-4,6.7218918418392448E-3,1.1629301627622546E-3,4.1031206672447196,7.9313035187856151E-2,2.0594910974974123E-2,1.5952633437774644E-3,5.3359234943872735E-5,3.4086003064981441E-5,50.707248085354813,0.84418333607570872,0.84417745945461675,0.85425508326835509,0.13947914808626072,0.13947914808626072,0.13947914808626072,0.13947914808626072,null,null,26.832272657491043,null,null,4.3163383545770569E-6,0,0,23.87497542786377]
[746,0.86442641946697552,4.3221320973348778,{"$f":"IF('Calculation Sheet'!$D$59=\"YES\",(Vcc_max-C773)*ILIM_FINAL_TOL,(Vcc_max-C773)*($AE$13+IF(C773>=$AE$8,$AE$7,0)+(IF(C773>=$AE$6,C773,0)/$AE$5)+IF(C773>$AE$10,($AE$9/C773),0)))","v":3.8389671360918625},3.8635148045792733,3.0353909630965106,0.3005694673093573,3.3431232264158339E-4,6.7289267634227379E-3,1.1620539479553216E-3,4.1002417607736037,7.9395121953296677E-2,2.0616419537960784E-2,1.5969341947439375E-3,5.341513552847843E-5,3.4121712592316555E-5,50.703415889806479,0.84494606251547166,0.84494018149895567,0.85502532261255926,0.13962214976021237,0.13962214976021237,0.13962214976021237,0.13962214976021237,null,null,26.834074339438928,null,null,4.3221320973348774E-6,0,0,23.869341550367551]
[747,0.8655851680185398,4.3279258400926999,{"$f":"IF('Calculation Sheet'!$D$59=\"YES\",(Vcc_max-C774)*ILIM_FINAL_TOL,(Vcc_max-C774)*($AE$13+IF(C774>=$AE$8,$AE$7,0)+(IF(C774>=$AE$6,C774,0)/$AE$5)+IF(C774>$AE$10,($AE$9/C774),0)))","v":3.8360702841216536},3.8606179531779605,3.036491887523344,0.30086910605946393,3.3466191208164631E-4,6.7359563583155868E-3,1.1611777331284046E-3,4.0973626565535906,7.9477143727872512E-2,2.0637911674535658E-2,1.5986037846009715E-3,5.3470993961468594E-5,3.4157395193190609E-5,50.699564176165083,0.84570785781630242,0.84570197241267264,0.8557946165391912,0.13976503402223406,0.13976503402223406,0.13976503402223406,0.13976503402223406,null,null,26.835874314084005,null,null,4.3279258400926995E-6,0,0,23.863689862081078]
[748,0.86674391657010408,4.3337195828505211,{"$f":"IF('Calculation Sheet'!$D$59=\"YES\",(Vcc_max-C775)*ILIM_FINAL_TOL,(Vcc_max-C775)*($AE$13+IF(C775>=$AE$8,$AE$7,0)+(IF(C775>=$AE$6,C775,0)/$AE$5)+IF(C775>$AE$10,($AE$9/C775),0)))","v":3.8331734320843109},3.857721101709513,3.0375873348717914,0.3011684741242,3.350112376696579E-4,6.7429806265271175E-3,1.1603015182806153E-3,4.0944833567630257,7.9559100513000303E-2,2.0659387384790673E-2,1.6002721133490105E-3,5.3526810242843226E-5,3.4193050868047692E-5,50.695692972071079,0.84646872221510217,0.84646283243266396,0.85656296529197284,0.13990780087685772,0.13990780087685772,0.13990780087685772,0.13990780087685772,null,null,26.837672581642472,null,null,4.3337195828505208E-6,0,0,23.858020390428607]
[749,0.86790266512166847,4.3395133256083431,{"$f":"IF('Calculation Sheet'!$D$59=\"YES\",(Vcc_max-C776)*ILIM_FINAL_TOL,(Vcc_max-C776)*($AE$13+IF(C776>=$AE$8,$AE$7,0)+(IF(C776>=$AE$6,C776,0)/$AE$5)+IF(C776>$AE$10,($AE$9/C776),0)))","v":3.8302765799798322},3.8548242501739303,3.0386773126455293,0.30146757152648229,3.3536029940606227E-4,6.7499995680670999E-3,1.1594253034128421E-3,4.0916038635562506,7.9640992310096248E-2,2.0680846668817754E-2,1.6019391809884986E-3,5.3582584372602327E-5,3.4228679616443713E-5,50.691802305084266,0.84722865594871166,0.84722276179576683,0.85733036911456351,0.14005045032861574,0.14005045032861574,0.14005045032861574,0.14005045032861574,null,null,26.839469142330497,null,null,4.3395133256083429E-6,0,0,23.852333162753769]
[750,0.86906141367323275,4.3453070683661643,{"$f":"IF('Calculation Sheet'!$D$59=\"YES\",(Vcc_max-C777)*ILIM_FINAL_TOL,(Vcc_max-C777)*($AE$13+IF(C777>=$AE$8,$AE$7,0)+(IF(C777>=$AE$6,C777,0)/$AE$5)+IF(C777>$AE$10,($AE$9/C777),0)))","v":3.82737972780822},3.8519273985712128,3.0397618283379537,0.30176639828922491,3.3570909729041531E-4,6.757013182945304E-3,1.1585490885246408E-3,4.0887241790638669,7.9722819120576549E-2,2.0702289526709272E-2,1.6036049875198799E-3,5.3638316350301807E-5,3.4264281438378674E-5,50.687892202684438,0.84798765925391084,0.8479817607387572,0.85809682825055944,0.14019298238204048,0.14019298238204048,0.14019298238204048,0.14019298238204048,null,null,26.841263996364169,null,null,4.3453070683661642E-6,0,0,23.846628206320268]
[751,0.87022016222479703,4.3511008111239855,{"$f":"IF('Calculation Sheet'!$D$59=\"YES\",(Vcc_max-C778)*ILIM_FINAL_TOL,(Vcc_max-C778)*($AE$13+IF(C778>=$AE$8,$AE$7,0)+(IF(C778>=$AE$6,C778,0)/$AE$5)+IF(C778>$AE$10,($AE$9/C778),0)))","v":3.8244828755694718},3.8490305469013606,3.0408408894321943,0.30206495443534065,3.3605763132271704E-4,6.7640214711714997E-3,1.1576728736160113E-3,4.0858443053929978,7.980458094585785E-2,2.0723715958557154E-2,1.6052695329440425E-3,5.3694006176385756E-5,3.4299856333852574E-5,50.683962692271933,0.84874573236741968,0.84873982949835147,0.85886234294349428,0.14033539704166342,0.14033539704166342,0.14033539704166342,0.14033539704166342,null,null,26.843057143959566,null,null,4.3511008111239855E-6,0,0,23.840905548312367]
[752,0.87137891077636132,4.3568945538818076,{"$f":"IF('Calculation Sheet'!$D$59=\"YES\",(Vcc_max-C779)*ILIM_FINAL_TOL,(Vcc_max-C779)*($AE$13+IF(C779>=$AE$8,$AE$7,0)+(IF(C779>=$AE$6,C779,0)/$AE$5)+IF(C779>$AE$10,($AE$9/C779),0)))","v":3.8215860232635892},3.8461336951643732,3.041914503401129,0.30236323998774006,3.3640590150296745E-4,6.7710244327550129E-3,1.1567966586873979E-3,4.082964244627548,7.9886277787356352E-2,2.0745125964453326E-2,1.6069328172609865E-3,5.3749653850854173E-5,3.4335404303309502E-5,50.680013801168172,0.8495028755258982,0.84949696831120525,0.85962691343683906,0.14047769431201607,0.14047769431201607,0.14047769431201607,0.14047769431201607,null,null,26.844848585332702,null,null,4.3568945538818077E-6,0,0,23.83516521583547]
[753,0.87253765932792571,4.3626882966396288,{"$f":"IF('Calculation Sheet'!$D$59=\"YES\",(Vcc_max-C780)*ILIM_FINAL_TOL,(Vcc_max-C780)*($AE$13+IF(C780>=$AE$8,$AE$7,0)+(IF(C780>=$AE$6,C780,0)/$AE$5)+IF(C780>$AE$10,($AE$9/C780),0)))","v":3.8186891708905715},3.8432368433602506,3.0429826777073972,0.30266125496933238,3.3675390783116654E-4,6.7780220677056136E-3,1.1559204437383563E-3,4.0800839988284574,7.9967909646488256E-2,2.0766519544490158E-2,1.6085948404716E-3,5.3805259373707059E-5,3.437092534630537E-5,50.676045556616295,0.85025908896594604,0.8502531774139146,0.86039053997400172,0.14061987419763033,0.14061987419763033,0.14061987419763033,0.14061987419763033,null,null,26.84663832069954,null,null,4.362688296639629E-6,0,0,23.829407235916754]
[754,0.87369640787948999,4.3684820393974508,{"$f":"IF('Calculation Sheet'!$D$59=\"YES\",(Vcc_max-C781)*ILIM_FINAL_TOL,(Vcc_max-C781)*($AE$13+IF(C781>=$AE$8,$AE$7,0)+(IF(C781>=$AE$6,C781,0)/$AE$5)+IF(C781>$AE$10,($AE$9/C781),0)))","v":3.815792318450419},3.8403399914889937,3.0440454198034144,0.30295899940302373,3.371016503077584E-4,6.7850143760330717E-3,1.1550442287688867E-3,4.0772035700339568,8.004947652466976E-2,2.0787896698759578E-2,1.610255602576327E-3,5.3860822744944414E-5,3.4406419462840176E-5,50.672057985781635,0.85101437292410287,0.85100845704301475,0.86115322279832718,0.14076193670303683,0.14076193670303683,0.14076193670303683,0.14076193670303683,null,null,26.848426350276011,null,null,4.3684820393974511E-6,0,0,23.823631635505624]
[755,0.87485515643105427,4.374275782155272,{"$f":"IF('Calculation Sheet'!$D$59=\"YES\",(Vcc_max-C782)*ILIM_FINAL_TOL,(Vcc_max-C782)*($AE$13+IF(C782>=$AE$8,$AE$7,0)+(IF(C782>=$AE$6,C782,0)/$AE$5)+IF(C782>$AE$10,($AE$9/C782),0)))","v":3.8128954659431313},3.8374431395506017,3.0451027371313861,0.30325647331171934,3.3744912893229895E-4,6.7920013577467131E-3,1.1541680137789889E-3,4.074322960259817,8.0130978423317067E-2,2.0809257427353955E-2,1.6119151035756119E-3,5.3916343964566238E-5,3.4441886652913922E-5,50.668051115752363,0.85176872763684752,0.85176280743498101,0.86191496215309815,0.14090388183276747,0.14090388183276747,0.14090388183276747,0.14090388183276747,null,null,26.850212674277998,null,null,4.3742757821552724E-6,0,0,23.817838441474365]
[756,0.87601390498261855,4.3800695249130932,{"$f":"IF('Calculation Sheet'!$D$59=\"YES\",(Vcc_max-C783)*ILIM_FINAL_TOL,(Vcc_max-C783)*($AE$13+IF(C783>=$AE$8,$AE$7,0)+(IF(C783>=$AE$6,C783,0)/$AE$5)+IF(C783>$AE$10,($AE$9/C783),0)))","v":3.8099986133687098},3.8345462875450749,3.0461546371233226,0.30355367671832223,3.3779634370478817E-4,6.7989830128567519E-3,1.1532917987691071E-3,4.0714421714995943,8.0212415343846377E-2,2.0830601730364773E-2,1.6135733434698984E-3,5.3971823032128441E-5,3.4477326916526607E-5,50.664024973540009,0.85252215334059933,0.85251622882622824,0.86267575828153475,0.14104570959135287,0.14104570959135287,0.14104570959135287,0.14104570959135287,null,null,26.851997292921311,null,null,4.3800695249130928E-6,0,0,23.812027680618698]
[757,0.87717265353418294,4.3858632676709153,{"$f":"IF('Calculation Sheet'!$D$59=\"YES\",(Vcc_max-C784)*ILIM_FINAL_TOL,(Vcc_max-C784)*($AE$13+IF(C784>=$AE$8,$AE$7,0)+(IF(C784>=$AE$6,C784,0)/$AE$5)+IF(C784>$AE$10,($AE$9/C784),0)))","v":3.8071017607271518},3.8316494354724129,3.0472011272010504,0.30385060964573363,3.3814329462567017E-4,6.8059593413720698E-3,1.1524155837387973E-3,4.0685612057248779,8.029378728767389E-2,2.0851929607884401E-2,1.615230322260075E-3,5.4027259948075113E-5,3.451274025412232E-5,50.659979586079956,0.85327465027171678,0.85326872145311183,0.86343561142679359,0.14118741998332363,0.14118741998332363,0.14118741998332363,0.14118741998332363,null,null,26.853780206421757,null,null,4.385863267670915E-6,0,0,23.806199379658199]
[758,0.87833140208574723,4.3916570104287365,{"$f":"IF('Calculation Sheet'!$D$59=\"YES\",(Vcc_max-C785)*ILIM_FINAL_TOL,(Vcc_max-C785)*($AE$13+IF(C785>=$AE$8,$AE$7,0)+(IF(C785>=$AE$6,C785,0)/$AE$5)+IF(C785>$AE$10,($AE$9/C785),0)))","v":3.8042049080184595},3.8287525833326161,3.0482422147762289,0.30414727211685166,3.3848998169450084E-4,6.8129303433028809E-3,1.1515393686880593E-3,4.065680064885532,8.0375094256215807E-2,2.087324106000521E-2,1.6168860399465856E-3,5.4082654712406253E-5,3.4548126665256973E-5,50.655914980231991,0.85402621866649886,0.85402028555192677,0.86419452183196954,0.14132901301321033,0.14132901301321033,0.14132901301321033,0.14132901301321033,null,null,26.855561414995051,null,null,4.3916570104287362E-6,0,0,23.800353565236939]
[759,0.87949015063731151,4.3974507531865585,{"$f":"IF('Calculation Sheet'!$D$59=\"YES\",(Vcc_max-C786)*ILIM_FINAL_TOL,(Vcc_max-C786)*($AE$13+IF(C786>=$AE$8,$AE$7,0)+(IF(C786>=$AE$6,C786,0)/$AE$5)+IF(C786>$AE$10,($AE$9/C786),0)))","v":3.8013080552426324},3.8258557311256847,3.0492779072503637,0.30444366415457402,3.3883640491172429E-4,6.8198960186585111E-3,1.1506631536173373E-3,4.0627987509099341,8.0456336250888327E-2,2.0894536086819127E-2,1.6185404965294303E-3,5.4138007325121862E-5,3.4583486149930565E-5,50.651831182780882,0.85477685876118459,0.8547709213589072,0.86495248974009398,0.14147048868554357,0.14147048868554357,0.14147048868554357,0.14147048868554357,null,null,26.857340918856902,null,null,4.3974507531865584E-6,0,0,23.794490263923979]
[760,0.88064889918887579,4.4032444959443797,{"$f":"IF('Calculation Sheet'!$D$59=\"YES\",(Vcc_max-C787)*ILIM_FINAL_TOL,(Vcc_max-C787)*($AE$13+IF(C787>=$AE$8,$AE$7,0)+(IF(C787>=$AE$6,C787,0)/$AE$5)+IF(C787>$AE$10,($AE$9/C787),0)))","v":3.7984112023996701},3.822958878851618,3.0503082120148188,0.30473978578179572,3.3918256427689641E-4,6.8268563674487304E-3,1.1497869385257431E-3,4.0599172657052112,8.0537513273107209E-2,2.0915814688418077E-2,1.6201936920094973E-3,5.419331778622194E-5,3.4618818708143095E-5,50.647728220436903,0.85552657079195216,0.85552062911022819,0.8657095153941361,0.14161184700485352,0.14161184700485352,0.14161184700485352,0.14161184700485352,null,null,26.859118718222945,null,null,4.4032444959443797E-6,0,0,23.788609502213959]
[761,0.88180764774044018,4.4090382387022018,{"$f":"IF('Calculation Sheet'!$D$59=\"YES\",(Vcc_max-C788)*ILIM_FINAL_TOL,(Vcc_max-C788)*($AE$13+IF(C788>=$AE$8,$AE$7,0)+(IF(C788>=$AE$6,C788,0)/$AE$5)+IF(C788>$AE$10,($AE$9/C788),0)))","v":3.7955143494895736},3.8200620265104162,3.0513331364508334,0.3050356370214109,3.3952845979046131E-4,6.8338113896833086E-3,1.1489107234141649E-3,4.0570356111574757,8.0618625324288651E-2,2.0937076864893989E-2,1.6218456263872305E-3,5.4248586095262397E-5,3.4654124340338655E-5,50.643606119836278,0.8562753549949198,0.85626940904200399,0.86646559903700249,0.14175308797567032,0.14175308797567032,0.14175308797567032,0.14175308797567032,null,null,26.860894813308782,null,null,4.4090382387022018E-6,0,0,23.782711306527496]
[762,0.88296639629200446,4.414831981460023,{"$f":"IF('Calculation Sheet'!$D$59=\"YES\",(Vcc_max-C789)*ILIM_FINAL_TOL,(Vcc_max-C789)*($AE$13+IF(C789>=$AE$8,$AE$7,0)+(IF(C789>=$AE$6,C789,0)/$AE$5)+IF(C789>$AE$10,($AE$9/C789),0)))","v":3.7926174965123414},3.8171651741020796,3.0523526879295328,0.30533121789630968,3.3987409145197489E-4,6.8407610853720158E-3,1.1480345082826027E-3,4.054153789132056,8.0699672405848411E-2,2.0958322616339231E-2,1.6234962996635183E-3,5.4303812252687322E-5,3.4689403046073153E-5,50.639464907541793,0.85702321160614625,0.85701726139028889,0.86722074091153667,0.14189421160252413,0.14189421160252413,0.14189421160252413,0.14189421160252413,null,null,26.862669204329965,null,null,4.4148319814600231E-6,0,0,23.776795703211828]
[763,0.88412514484356874,4.4206257242178442,{"$f":"IF('Calculation Sheet'!$D$59=\"YES\",(Vcc_max-C790)*ILIM_FINAL_TOL,(Vcc_max-C790)*($AE$13+IF(C790>=$AE$8,$AE$7,0)+(IF(C790>=$AE$6,C790,0)/$AE$5)+IF(C790>$AE$10,($AE$9/C790),0)))","v":3.7897206434679753},3.8142683216266082,3.0533668738119442,0.30562652842938176,3.4021945926188124E-4,6.8477054545241778E-3,1.1471582931301683E-3,4.0512718014737246,8.0780654519202688E-2,2.0979551942845731E-2,1.6251457118383605E-3,5.4358996258496717E-5,3.472465482534659E-5,50.635304610043221,0.85777014086162939,0.85776418639107765,0.86797494126051999,0.14203521788994422,0.14203521788994422,0.14203521788994422,0.14203521788994422,null,null,26.86444189150199,null,null,4.4206257242178444E-6,0,0,23.770862718541231]
[764,0.88528389339513303,4.4264194669756654,{"$f":"IF('Calculation Sheet'!$D$59=\"YES\",(Vcc_max-C791)*ILIM_FINAL_TOL,(Vcc_max-C791)*($AE$13+IF(C791>=$AE$8,$AE$7,0)+(IF(C791>=$AE$6,C791,0)/$AE$5)+IF(C791>$AE$10,($AE$9/C791),0)))","v":3.7868237903564732},3.8113714690840022,3.0543757014490098,0.30592156864351461,3.4056456322018036E-4,6.8546444971495646E-3,1.1462820779577498E-3,4.0483896500069267,8.086157166576724E-2,2.1000764844505859E-2,1.6267938629126455E-3,5.441413811269058E-5,3.4759879678158967E-5,50.631125253757908,0.85851614299730805,0.85851018428030468,0.8687282003266712,0.14217610684246029,0.14217610684246029,0.14217610684246029,0.14217610684246029,null,null,26.866212875040329,null,null,4.4264194669756657E-6,0,0,23.764912378717579]
[765,0.88644264194669742,4.4322132097334874,{"$f":"IF('Calculation Sheet'!$D$59=\"YES\",(Vcc_max-C792)*ILIM_FINAL_TOL,(Vcc_max-C792)*($AE$13+IF(C792>=$AE$8,$AE$7,0)+(IF(C792>=$AE$6,C792,0)/$AE$5)+IF(C792>$AE$10,($AE$9/C792),0)))","v":3.7839269371778368},3.8084746164742609,3.0553791781816013,0.30621633856159391,3.4090940332642816E-4,6.8615782132579461E-3,1.1454058627649033E-3,4.0455073365360015,8.0942423846958267E-2,2.1021961321411098E-2,1.6284407528868172E-3,5.4469237815268912E-5,3.4795077604510283E-5,50.626926865031194,0.85926121824905977,0.85925525529384394,0.86948051835264639,0.14231687846460206,0.14231687846460206,0.14231687846460206,0.14231687846460206,null,null,26.867982155160384,null,null,4.4322132097334878E-6,0,0,23.758944709870811]
[766,0.8876013904982617,4.4380069524913086,{"$f":"IF('Calculation Sheet'!$D$59=\"YES\",(Vcc_max-C793)*ILIM_FINAL_TOL,(Vcc_max-C793)*($AE$13+IF(C793>=$AE$8,$AE$7,0)+(IF(C793>=$AE$6,C793,0)/$AE$5)+IF(C793>$AE$10,($AE$9/C793),0)))","v":3.7810300839320652},3.8055777637973849,3.0563773113405324,0.30651083820650271,3.4125397958106873E-4,6.8685066028586483E-3,1.1445296475520728E-3,4.0426248628454085,8.1023211064191525E-2,2.1043141373654262E-2,1.6300863817613198E-3,5.4524295365787623E-5,3.4830248604844627E-5,50.622709470136961,0.86000536685270346,0.85999939966750993,0.87023189558103864,0.14245753276089834,0.14245753276089834,0.14245753276089834,0.14245753276089834,null,null,26.86974973207753,null,null,4.4380069524913083E-6,0,0,23.752959738059431]
[767,0.88876013904982598,4.4438006952491298,{"$f":"IF('Calculation Sheet'!$D$59=\"YES\",(Vcc_max-C794)*ILIM_FINAL_TOL,(Vcc_max-C794)*($AE$13+IF(C794>=$AE$8,$AE$7,0)+(IF(C794>=$AE$6,C794,0)/$AE$5)+IF(C794>$AE$10,($AE$9/C794),0)))","v":3.7781332306191584},3.8026809110533741,3.0573701082465741,0.30680506760112269,3.4159829198410208E-4,6.8754296659614411E-3,1.1436534323188141E-3,4.0397422306999404,8.110393331888277E-2,2.1064305001326833E-2,1.6317307495365974E-3,5.4579310764690803E-5,3.486539267871791E-5,50.618473095278098,0.86074858904399676,0.86074261763705673,0.87098233225437927,0.14259806973587796,0.14259806973587796,0.14259806973587796,0.14259806973587796,null,null,26.871515606007076,null,null,4.4438006952491295E-6,0,0,23.746957489271022]
[768,{"$f":"($AE$11/2000)*(A795)","v":0.88991888760139037},{"$f":"$AE$13*B795*10^-3/($AE$4*10^-6)","v":4.4495944380069519},{"$f":"IF('Calculation Sheet'!$D$59=\"YES\",(Vcc_max-C795)*ILIM_FINAL_TOL,(Vcc_max-C795)*($AE$13+IF(C795>=$AE$8,$AE$7,0)+(IF(C795>=$AE$6,C795,0)/$AE$5)+IF(C795>$AE$10,($AE$9/C795),0)))","v":3.7752363772391173},3.7997840582422278,3.0583575762104673,0.30709902676833423,3.4194234053552819E-4,6.8823474025760945E-3,1.1427772170646833E-3,4.0368594418449435,8.118459061244776E-2,2.1085452204521182E-2,1.6333738562130939E-3,5.4634284011978451E-5,3.4900509826130133E-5,50.614217766587046,0.86149088505863824,0.8614849094381789,0.87173182861513654,0.14273848939407019,0.14273848939407019,0.14273848939407019,0.14273848939407019,null,null,26.873279777164303,null,null,{"$f":"IF(C795>=$AE$6,C795,0)/$AE$5","v":4.4495944380069517E-6},{"$f":"IF(C795>=$AE$8,$AE$7,0)","v":0},{"$f":"IF(C795>$AE$10,($AE$9/C795),0)","v":0},{"$f":"(Q795-AA795)*IF((Vcc_max-C795)>$F$4,1,0)","v":23.740937989422743}]
[769,0.89107763615295466,4.4553881807647739,{"$f":"IF('Calculation Sheet'!$D$59=\"YES\",(Vcc_max-C796)*ILIM_FINAL_TOL,(Vcc_max-C796)*($AE$13+IF(C796>=$AE$8,$AE$7,0)+(IF(C796>=$AE$6,C796,0)/$AE$5)+IF(C796>$AE$10,($AE$9/C796),0)))","v":3.7723395237919406},{"$f":"(D795+((((EXP(-(B796-B795)*10^-3/$F$14)))*(E795-D795))))","v":3.7968872053639471},{"$f":"(D795+((((EXP(-(B796-B795)*10^-3/$F$15)))*(F795-D795))))","v":3.0593397225329371},{"$f":"(D795+((((EXP(-(B796-B795)*10^-3/$F$16)))*(G795-D795))))","v":0.30739271573101412},{"$f":"(D795+((((EXP(-(B796-B795)*10^-3/$F$17)))*(H795-D795))))","v":3.4228612523534707E-4},{"$f":"(D795+((((EXP(-(B796-B795)*10^-3/$F$18)))*(I795-D795))))","v":6.8892598127123783E-3},{"$f":"(D795+((((EXP(-(B796-B795)*10^-3/$F$19)))*(JX795-D795))))","v":1.1419010017910125E-3},{"$f":"(D795+((((EXP(-(B796-B795)*10^-3/$F$20)))*(K795-D795))))","v":4.0339764980065329},{"$f":"(D795+((((EXP(-(B796-B795)*10^-3/$F$21)))*(L795-D795))))","v":8.126518294630225E-2},{"$f":"(D795+((((EXP(-(B796-B795)*10^-3/$F$22)))*(M795-D795))))","v":2.1106582983329236E-2},1.6350157017916978E-3,5.4689215107650568E-5,3.4935600047081294E-5,50.609943510126158,{"$f":"(D795+((((EXP(-(B796-B795)*10^-3/$B$14)))*(R795-D795))))","v":0.86223225513226609},{"$f":"(D795+((((EXP(-(B796-B795)*10^-3/$B$15)))*(S795-D795))))","v":0.86222627530651064},{"$f":"(D795+((((EXP(-(B796-B795)*10^-3/$B$16)))*(T795-D795))))","v":0.87248038490571656},{"$f":"(D795+((((EXP(-(B796-B795)*10^-3/$B$17)))*(U795-D795))))","v":0.14287879174000384},{"$f":"(D795+((((EXP(-(B796-B795)*10^-3/$B$18)))*(V795-D795))))","v":0.14287879174000384},0.14287879174000384,0.14287879174000384,null,null,26.875042245764433,null,null,4.4553881807647738E-6,0,0,23.734901264361724]
[770,0.89223638470451894,4.4611819235225951,{"$f":"IF('Calculation Sheet'!$D$59=\"YES\",(Vcc_max-C797)*ILIM_FINAL_TOL,(Vcc_max-C797)*($AE$13+IF(C797>=$AE$8,$AE$7,0)+(IF(C797>=$AE$6,C797,0)/$AE$5)+IF(C797>$AE$10,($AE$9/C797),0)))","v":3.76944267027763},3.7939903524185312,3.0603165545047055,0.3076861345120383,3.4262964608355873E-4,6.8961668963796185E-3,1.1410247864964695E-3,4.0310934008918009,8.1345710321862441E-2,2.1127697337842921E-2,{"$f":"(D796+((((EXP(-(B797-B796)*10^-3/$F$23)))*(N796-D796))))","v":1.6366562862724088E-3},{"$f":"(D796+((((EXP(-(B797-B796)*10^-3/$F$24)))*(O796-D796))))","v":5.4744104051707154E-5},{"$f":"(D796+((((EXP(-(B797-B796)*10^-3/$F$25)))*(P796-D796))))","v":3.4970663341571395E-5},{"$f":"$C$6+(E797*$G$14)+(F797*$G$15)+(G797*$G$16)+(H797*$G$17)+(I797*$G$18)+(J797*$G$19)+(K797*$G$20)+(L797*$G$21)+(M797*$G$22)","v":50.605650351888251},0.86297269950045852,0.86296671547762616,0.87322800136846235,0.14301897677820685,0.14301897677820685,{"$f":"(D796+((((EXP(-(B797-B796)*10^-3/$B$19)))*(W796-D796))))","v":0.14301897677820685},{"$f":"(D796+((((EXP(-(B797-B796)*10^-3/$B$20)))*(X796-D796))))","v":0.14301897677820685},null,null,{"$f":"$C$6+(R797*$C$14)+(S797*$C$15)+(T797*$C$16)+(U797*$C$17)+(V797*$C$18)+(W797*$C$19)+(X797*$C$20)","v":26.876803012022656},null,null,4.4611819235225951E-6,0,0,23.728847339865595]
[771,0.89339513325608322,4.4669756662804163,{"$f":"IF('Calculation Sheet'!$D$59=\"YES\",(Vcc_max-C798)*ILIM_FINAL_TOL,(Vcc_max-C798)*($AE$13+IF(C798>=$AE$8,$AE$7,0)+(IF(C798>=$AE$6,C798,0)/$AE$5)+IF(C798>$AE$10,($AE$9/C798),0)))","v":3.7665458166961838},3.7910934994059806,3.0612880794065078,0.30797928313428091,3.4297290308016315E-4,6.9030686535875851E-3,1.1401485711819426E-3,4.028210152189029,8.1426172740543645E-2,2.1148795268154608E-2,1.6382956096561152E-3,5.479895084370412E-5,3.5005699710044524E-5,50.601338317797129,0.8637122183987338,0.86370623018704018,0.87397467824565522,0.14315904451320804,0.14315904451320804,0.14315904451320804,0.14315904451320804,null,null,26.878562076154097,null,null,4.4669756662804164E-6,0,0,23.722776241643032]
[772,0.89455388180764761,4.4727694090382384,{"$f":"IF('Calculation Sheet'!$D$59=\"YES\",(Vcc_max-C799)*ILIM_FINAL_TOL,(Vcc_max-C799)*($AE$13+IF(C799>=$AE$8,$AE$7,0)+(IF(C799>=$AE$6,C799,0)/$AE$5)+IF(C799>$AE$10,($AE$9/C799),0)))","v":3.7636489630476029},3.7881966463262948,3.0622543045091031,0.30827216162061433,3.4331589622516034E-4,6.9099650843460481E-3,1.1392723558469875E-3,4.0253267535678958,8.1506570203761619E-2,2.1169876774356222E-2,1.6399336719432611E-3,5.4853755484085553E-5,3.5040709152056593E-5,50.59700743370793,0.8644508120625507,0.86444481967020703,0.87472041577951343,0.14329899494953535,0.14329899494953535,0.14329899494953535,0.14329899494953535,null,null,26.880319438373839,null,null,4.4727694090382385E-6,0,0,23.716687995334091]
[773,0.89571263035921189,4.4785631517960596,{"$f":"IF('Calculation Sheet'!$D$59=\"YES\",(Vcc_max-C800)*ILIM_FINAL_TOL,(Vcc_max-C800)*($AE$13+IF(C800>=$AE$8,$AE$7,0)+(IF(C800>=$AE$6,C800,0)/$AE$5)+IF(C800>$AE$10,($AE$9/C800),0)))","v":3.7607521093318872},3.7852997931794743,3.0632152370732895,0.30856476999390736,3.4365862551855031E-4,6.9168561886643332E-3,1.1383961404916043E-3,4.0224432066796805,8.1586902712931675E-2,2.1190941856539691E-2,1.6415704731342906E-3,5.4908517972851456E-5,3.50756916676076E-5,50.592657725407648,0.86518848072730714,0.86518248416252153,0.87546521421219303,0.14343882809171671,0.14343882809171671,0.14343882809171671,0.14343882809171671,null,null,26.882075098896934,null,null,4.4785631517960598E-6,0,0,23.710582626510714]
[774,0.89687137891077617,4.4843568945538816,{"$f":"IF('Calculation Sheet'!$D$59=\"YES\",(Vcc_max-C801)*ILIM_FINAL_TOL,(Vcc_max-C801)*($AE$13+IF(C801>=$AE$8,$AE$7,0)+(IF(C801>=$AE$6,C801,0)/$AE$5)+IF(C801>$AE$10,($AE$9/C801),0)))","v":3.7578552555490363},3.782402939965519,3.0641708843499176,0.30885710827702884,3.4400109096033304E-4,6.9237419665526545E-3,1.1375199251162371E-3,4.019559513157466,8.1667170269470013E-2,2.1211990514797385E-2,1.6432060132300919E-3,5.4963238310001827E-5,3.5110647256697547E-5,50.5882892186156,0.86592522462834243,0.86591922389931808,0.8762090737857875,0.14357854394428005,0.14357854394428005,0.14357854394428005,0.14357854394428005,null,null,26.883829057938371,null,null,4.484356894553882E-6,0,0,23.704460160677229]
[775,0.89803012746234046,4.4901506373117028,{"$f":"IF('Calculation Sheet'!$D$59=\"YES\",(Vcc_max-C802)*ILIM_FINAL_TOL,(Vcc_max-C802)*($AE$13+IF(C802>=$AE$8,$AE$7,0)+(IF(C802>=$AE$6,C802,0)/$AE$5)+IF(C802>$AE$10,($AE$9/C802),0)))","v":3.7549584016990507},3.779506086684429,3.0651212535799051,0.3091491764928449,3.4434329255050855E-4,6.930622418020338E-3,1.1366437097204418E-3,4.0166756746163381,8.1747372874791946E-2,2.1233022749221231E-2,1.6448402922306649E-3,5.5017916495536667E-5,3.5145575919770522E-5,50.583901938983864,0.86666104400093458,0.86665503911587161,0.87695199474232854,0.14371814251175286,0.14371814251175286,0.14371814251175286,0.14371814251175286,null,null,26.885581315713107,null,null,4.4901506373117032E-6,0,0,23.698320623270757]
[776,0.89918887601390485,4.4959443800695249,{"$f":"IF('Calculation Sheet'!$D$59=\"YES\",(Vcc_max-C803)*ILIM_FINAL_TOL,(Vcc_max-C803)*($AE$13+IF(C803>=$AE$8,$AE$7,0)+(IF(C803>=$AE$6,C803,0)/$AE$5)+IF(C803>$AE$10,($AE$9/C803),0)))","v":3.7520615477819299},3.7766092333362038,3.0660663519942477,0.30944097466421994,3.4468523028907683E-4,6.9374975430767094E-3,1.1357674943042184E-3,4.0137916926535873,8.1827510530312786E-2,2.1254038559903154E-2,1.6464733101368978E-3,5.5072552529011887E-5,3.5180477656382436E-5,50.579495912097705,0.86739593908030299,0.86738993004739706,0.8776939773237844,0.14385762379866263,0.14385762379866263,0.14385762379866263,0.14385762379866263,null,null,26.887331872436032,null,null,4.4959443800695245E-6,0,0,23.692164039661673]
[777,0.90034762456546913,4.5017381228273461,{"$f":"IF('Calculation Sheet'!$D$59=\"YES\",(Vcc_max-C804)*ILIM_FINAL_TOL,(Vcc_max-C804)*($AE$13+IF(C804>=$AE$8,$AE$7,0)+(IF(C804>=$AE$6,C804,0)/$AE$5)+IF(C804>$AE$10,($AE$9/C804),0)))","v":3.7491646937976744},3.7737123799208439,3.0670061868140355,0.30973250281401521,3.4502690417603787E-4,6.9443673417319829E-3,1.134891278868011E-3,4.0109075688489026,8.1907583237448733E-2,2.1275037946935527E-2,1.6481050669492348E-3,5.5127146410871575E-5,3.521535246653329E-5,50.575071163476053,0.86812991010160667,0.8681238969290499,0.87843502177206156,0.1439969878095364,0.1439969878095364,0.1439969878095364,0.1439969878095364,null,null,26.889080728322011,null,null,4.5017381228273458E-6,0,0,23.685990435154043]
[778,0.90150637311703341,4.5075318655851673,{"$f":"IF('Calculation Sheet'!$D$59=\"YES\",(Vcc_max-C805)*ILIM_FINAL_TOL,(Vcc_max-C805)*($AE$13+IF(C805>=$AE$8,$AE$7,0)+(IF(C805>=$AE$6,C805,0)/$AE$5)+IF(C805>$AE$10,($AE$9/C805),0)))","v":3.7462678397462836},3.7708155264383487,3.0679407652504658,0.31002376096509154,3.4536831421139169E-4,6.9512318139954843E-3,1.1340150634109314E-3,4.0080233047645653,8.1987590997614657E-2,2.1296020910410274E-2,1.6497355626681198E-3,5.5181698141115731E-5,3.5250200350223082E-5,50.570627718571892,0.86886295729994467,0.86885693999592517,0.87917512832900391,0.14413623454890168,0.14413623454890168,0.14413623454890168,0.14413623454890168,null,null,26.890827883585843,null,null,4.5075318655851671E-6,0,0,23.679799834986049]
[779,0.90266512166859769,4.5133256083429885,{"$f":"IF('Calculation Sheet'!$D$59=\"YES\",(Vcc_max-C806)*ILIM_FINAL_TOL,(Vcc_max-C806)*($AE$13+IF(C806>=$AE$8,$AE$7,0)+(IF(C806>=$AE$6,C806,0)/$AE$5)+IF(C806>$AE$10,($AE$9/C806),0)))","v":3.7433709856277591},3.7679186728887188,3.068870094504855,0.31031474914030754,3.4570946039558237E-4,6.9580909598769836E-3,1.1331388479338678E-3,4.0051389019456405,8.2067533812226312E-2,2.1316987450419322E-2,1.6513647972939971E-3,5.5236207719744357E-5,3.5285021307451814E-5,50.566165602772799,0.86959508091035653,0.86958905948305842,0.87991429723639358,0.14427536402128505,0.14427536402128505,0.14427536402128505,0.14427536402128505,null,null,26.892573338442315,null,null,4.5133256083429884E-6,0,0,23.673592264330484]
[780,0.90382387022016208,4.5191193511008105,{"$f":"IF('Calculation Sheet'!$D$59=\"YES\",(Vcc_max-C807)*ILIM_FINAL_TOL,(Vcc_max-C807)*($AE$13+IF(C807>=$AE$8,$AE$7,0)+(IF(C807>=$AE$6,C807,0)/$AE$5)+IF(C807>$AE$10,($AE$9/C807),0)))","v":3.7404741314420984},3.7650218192719538,3.0697941817686552,0.31060546736251959,3.4605034272816582E-4,6.9649447793858066E-3,1.1322626324368201E-3,4.0022543619201674,8.2147411682699012E-2,2.1337937567055043E-2,1.6529927708273107E-3,5.5290675146313362E-5,3.5319815338663574E-5,50.56168484140121,0.8703262811678214,0.87032025562542525,0.88065252873594968,0.14441437623121356,0.14441437623121356,0.14441437623121356,0.14441437623121356,null,null,26.894317093106114,null,null,4.5191193511008105E-6,0,0,23.667367748295096]
[781,0.90498261877172637,4.5249130938586326,{"$f":"IF('Calculation Sheet'!$D$59=\"YES\",(Vcc_max-C808)*ILIM_FINAL_TOL,(Vcc_max-C808)*($AE$13+IF(C808>=$AE$8,$AE$7,0)+(IF(C808>=$AE$6,C808,0)/$AE$5)+IF(C808>$AE$10,($AE$9/C808),0)))","v":3.7375772771893034},3.762124965588054,3.0707130342234645,0.31089591565458186,3.4639096120914203E-4,6.9717932725317233E-3,1.1313864169189003E-3,3.9993696861993486,8.2227224610448513E-2,2.1358871260408918E-2,1.6546194832689487E-3,5.5345100421266835E-5,3.5354582443414273E-5,50.557185459714972,0.87105655830725937,0.87105052865794175,0.88138982306932911,0.14455327118321382,0.14455327118321382,0.14455327118321382,0.14455327118321382,null,null,26.896059147791934,null,null,4.5249130938586327E-6,0,0,23.661126311923038]
[782,0.90614136732329065,4.5307068366164538,{"$f":"IF('Calculation Sheet'!$D$59=\"YES\",(Vcc_max-C809)*ILIM_FINAL_TOL,(Vcc_max-C809)*($AE$13+IF(C809>=$AE$8,$AE$7,0)+(IF(C809>=$AE$6,C809,0)/$AE$5)+IF(C809>$AE$10,($AE$9/C809),0)))","v":3.7346804228693729},3.7592281118370194,3.0716266590410424,0.31118609403934716,3.4673131583895511E-4,6.9786364393245037E-3,1.1305102013809964E-3,3.9964848762777332,8.2306972596889683E-2,2.1379788530573762E-2,1.6562449346193553E-3,5.5399483544604777E-5,3.5389322621703911E-5,50.552667482907715,0.87178591256353055,0.87177987881546359,0.88212618047812663,0.14469204888181197,0.14469204888181197,0.14469204888181197,0.14469204888181197,null,null,26.897799502714395,null,null,4.530706836616454E-6,0,0,23.65486798019332]
[783,0.90730011587485493,4.536500579374275,{"$f":"IF('Calculation Sheet'!$D$59=\"YES\",(Vcc_max-C810)*ILIM_FINAL_TOL,(Vcc_max-C810)*($AE$13+IF(C810>=$AE$8,$AE$7,0)+(IF(C810>=$AE$6,C810,0)/$AE$5)+IF(C810>$AE$10,($AE$9/C810),0)))","v":3.7317835684823084},3.7563312580188501,3.0725350633833233,0.31147600253966568,3.4707140661716096E-4,6.9854742797739178E-3,1.1296339858226645E-3,3.9935999336334009,8.2386655643438278E-2,2.1400689377641058E-2,1.6578691248785304E-3,5.5453824516327188E-5,3.5424035873532489E-5,50.548130936109295,0.87251434417143514,0.87250830633278742,0.8828616012038748,0.14483070933153419,0.14483070933153419,0.14483070933153419,0.14483070933153419,null,null,26.89953815808807,null,null,4.5365005793742753E-6,0,0,23.648592778021225]
[784,0.90845886442641932,4.5422943221320971,{"$f":"IF('Calculation Sheet'!$D$59=\"YES\",(Vcc_max-C811)*ILIM_FINAL_TOL,(Vcc_max-C811)*($AE$13+IF(C811>=$AE$8,$AE$7,0)+(IF(C811>=$AE$6,C811,0)/$AE$5)+IF(C811>$AE$10,($AE$9/C811),0)))","v":3.7288867140281079},3.7534344041335457,3.0734382544024292,0.31176564117838712,3.4741123354420367E-4,6.9923067938897354E-3,1.1287577702439044E-3,3.9907148597281443,8.2466273751509167E-2,2.1421573801703175E-2,1.6594920540473623E-3,5.5508123336434068E-5,3.5458722198900006E-5,50.543575844386197,0.8732418533657138,0.8732358114446499,0.88359608548804358,0.14496925253690707,0.14496925253690707,0.14496925253690707,0.14496925253690707,null,null,26.9012751141275,null,null,4.5422943221320974E-6,0,0,23.642300730258697]
[785,0.9096176129779836,4.5480880648899182,{"$f":"IF('Calculation Sheet'!$D$59=\"YES\",(Vcc_max-C812)*ILIM_FINAL_TOL,(Vcc_max-C812)*($AE$13+IF(C812>=$AE$8,$AE$7,0)+(IF(C812>=$AE$6,C812,0)/$AE$5)+IF(C812>$AE$10,($AE$9/C812),0)))","v":3.725989859506774},3.7505375501811065,3.0743362392406834,0.31205500997835678,3.4775079661963915E-4,6.9991339816812825E-3,1.1278815546451604E-3,3.9878296560076474,8.2545826922518106E-2,2.1442441802852041E-2,1.6611137221267391E-3,5.5562380004481327E-5,3.5493381598250551E-5,50.539002232741886,0.87396844038104682,0.8739623943857282,0.8843296335720412,0.14510767850245587,0.14510767850245587,0.14510767850245587,0.14510767850245587,null,null,26.903010371047159,null,null,4.5480880648899178E-6,0,0,23.635991861694727]
[786,0.91077636152954788,4.5538818076477403,{"$f":"IF('Calculation Sheet'!$D$59=\"YES\",(Vcc_max-C813)*ILIM_FINAL_TOL,(Vcc_max-C813)*($AE$13+IF(C813>=$AE$8,$AE$7,0)+(IF(C813>=$AE$6,C813,0)/$AE$5)+IF(C813>$AE$10,($AE$9/C813),0)))","v":3.7230930049183035},3.7476406961615325,3.0752290250306245,0.31234410896242037,3.4809009584391148E-4,7.0059558431583291E-3,1.1270053390259882E-3,3.9849443239016638,8.2625315157879964E-2,2.1463293381179582E-2,1.6627341291166609E-3,5.5616594520913054E-5,3.5528014071140035E-5,50.534410126117301,0.87469410545205584,0.8746880553906391,0.88506224569721326,0.14524598723270676,0.14524598723270676,0.14524598723270676,0.14524598723270676,null,null,26.904743929061503,null,null,4.55388180764774E-6,0,0,23.629666197055798]
[787,0.91193511008111217,4.5596755504055615,{"$f":"IF('Calculation Sheet'!$D$59=\"YES\",(Vcc_max-C814)*ILIM_FINAL_TOL,(Vcc_max-C814)*($AE$13+IF(C814>=$AE$8,$AE$7,0)+(IF(C814>=$AE$6,C814,0)/$AE$5)+IF(C814>$AE$10,($AE$9/C814),0)))","v":3.7201961502626988},3.7447438420748234,3.0761166188950186,0.31263293815342053,3.4842913121702068E-4,7.012772378330201E-3,1.1261291233863879E-3,3.9820588648241921,8.2704738459010496E-2,2.1484128536778169E-2,1.6643532750180157E-3,5.567076688572925E-5,3.5562619617568458E-5,50.529799549391178,0.87541884881330212,0.87541279469394029,0.8857939221048432,0.14538417873218501,0.14538417873218501,0.14538417873218501,0.14538417873218501,null,null,26.906475788384917,null,null,4.5596755504055613E-6,0,0,23.623323761006262]
[788,0.91309385863267656,4.5654692931633836,{"$f":"IF('Calculation Sheet'!$D$59=\"YES\",(Vcc_max-C815)*ILIM_FINAL_TOL,(Vcc_max-C815)*($AE$13+IF(C815>=$AE$8,$AE$7,0)+(IF(C815>=$AE$6,C815,0)/$AE$5)+IF(C815>$AE$10,($AE$9/C815),0)))","v":3.7172992955399593},3.741846987920979,3.076999027946874,0.31292149757419896,3.4876790273852265E-4,7.0195835872071122E-3,1.1252529077268036E-3,3.9791732801736486,8.2784096827324127E-2,2.1504947269739727E-2,1.6659711598308036E-3,5.5724897098929915E-5,3.5597198237535821E-5,50.525170527380524,0.87614267069928697,0.87613661253012953,0.88652466303615229,0.14552225300541588,0.14552225300541588,0.14552225300541588,0.14552225300541588,null,null,26.908205949231746,null,null,4.5654692931633834E-6,0,0,23.616964578148778]
[789,0.91425260718424084,4.5712630359212048,{"$f":"IF('Calculation Sheet'!$D$59=\"YES\",(Vcc_max-C816)*ILIM_FINAL_TOL,(Vcc_max-C816)*($AE$13+IF(C816>=$AE$8,$AE$7,0)+(IF(C816>=$AE$6,C816,0)/$AE$5)+IF(C816>$AE$10,($AE$9/C816),0)))","v":3.7144024407500846},3.7389501337,3.0778762592894529,0.31320978724759341,3.4910641040886148E-4,7.0263894697983886E-3,1.1243766920463472E-3,3.976287571333041,8.2863390264236614E-2,2.1525749580156184E-2,1.6675877835559128E-3,5.5778985160515049E-5,3.5631749931042123E-5,50.520523084840903,0.87686557134445264,0.87685950913364463,0.88725446873229918,0.14566021005692464,0.14566021005692464,0.14566021005692464,0.14566021005692464,null,null,26.909934411816295,null,null,4.5712630359212047E-6,0,0,23.610588673024608]
[790,0.91541135573580512,4.5770567786790259,{"$f":"IF('Calculation Sheet'!$D$59=\"YES\",(Vcc_max-C817)*ILIM_FINAL_TOL,(Vcc_max-C817)*($AE$13+IF(C817>=$AE$8,$AE$7,0)+(IF(C817>=$AE$6,C817,0)/$AE$5)+IF(C817>$AE$10,($AE$9/C817),0)))","v":3.7115055858930761},3.7360532794118861,3.0787483200162873,0.3134978071964416,3.4944465422803717E-4,7.0331900261138003E-3,1.1235004763459067E-3,3.9734017396701367,8.2942618771162824E-2,2.1546535468119909E-2,1.6692031461937873E-3,5.5833031070040562E-5,3.5666274698531453E-5,50.515857246466972,0.87758755098318186,0.87758148473886433,0.88798333943438124,0.14579804989123613,0.14579804989123613,0.14579804989123613,0.14579804989123613,null,null,26.91166117635283,null,null,4.577056778679026E-6,0,0,23.604196070114142]
[791,0.9165701042873694,4.582850521436848,{"$f":"IF('Calculation Sheet'!$D$59=\"YES\",(Vcc_max-C818)*ILIM_FINAL_TOL,(Vcc_max-C818)*($AE$13+IF(C818>=$AE$8,$AE$7,0)+(IF(C818>=$AE$6,C818,0)/$AE$5)+IF(C818>$AE$10,($AE$9/C818),0)))","v":3.7086087309689311},3.7331564250566376,3.0796152172111899,0.31378555744357861,3.4978263419560562E-4,7.039985256162673E-3,1.1226242606254822E-3,3.9705157865376304,8.302178234951807E-2,2.1567304933722831E-2,1.6708172477453154E-3,5.5887034827950544E-5,3.5700772539559722E-5,50.511173036892693,0.87830860984979697,0.87830253958010784,0.8887112753834332,0.14593577251287559,0.14593577251287559,0.14593577251287559,0.14593577251287559,null,null,26.913386243055545,null,null,4.5828505214368481E-6,0,0,23.597786793837148]
[792,0.9177288528389338,4.5886442641946692,{"$f":"IF('Calculation Sheet'!$D$59=\"YES\",(Vcc_max-C819)*ILIM_FINAL_TOL,(Vcc_max-C819)*($AE$13+IF(C819>=$AE$8,$AE$7,0)+(IF(C819>=$AE$6,C819,0)/$AE$5)+IF(C819>$AE$10,($AE$9/C819),0)))","v":3.7057118759776526},3.7302595706342534,3.0804769579482683,0.31407303801183817,3.5012035031201094E-4,7.0467751599547768E-3,1.1217480448841854E-3,3.9676297132733107,8.3100881000717219E-2,2.1588057977056874E-2,1.672430088210497E-3,5.5940996434244994E-5,3.573524345412693E-5,50.506470480691839,0.87902874817856125,0.87902267389163402,0.8894382768204272,0.14607337792636743,0.14607337792636743,0.14607337792636743,0.14607337792636743,null,null,26.915109612138611,null,null,4.5886442641946694E-6,0,0,23.591360868553227]
[793,0.91888760139049808,4.5944380069524913,{"$f":"IF('Calculation Sheet'!$D$59=\"YES\",(Vcc_max-C820)*ILIM_FINAL_TOL,(Vcc_max-C820)*($AE$13+IF(C820>=$AE$8,$AE$7,0)+(IF(C820>=$AE$6,C820,0)/$AE$5)+IF(C820>$AE$10,($AE$9/C820),0)))","v":3.7028150209192381},3.7273627161447349,3.0813335492919389,0.31436024892405046,3.5045780257725312E-4,7.0535597374998815E-3,1.1208718291229047E-3,3.964743521200226,8.3179914726175586E-2,2.1608794598213965E-2,1.6740416675897762E-3,5.5994915888923913E-5,3.5769687442233078E-5,50.501749602378318,0.87974796620367801,0.87974188790764263,0.89016434398627409,0.14621086613623602,0.14621086613623602,0.14621086613623602,0.14621086613623602,null,null,26.916831283816144,null,null,4.5944380069524915E-6,0,0,23.584918318562174]
[794,0.92004634994206236,4.6002317497103125,{"$f":"IF('Calculation Sheet'!$D$59=\"YES\",(Vcc_max-C821)*ILIM_FINAL_TOL,(Vcc_max-C821)*($AE$13+IF(C821>=$AE$8,$AE$7,0)+(IF(C821>=$AE$6,C821,0)/$AE$5)+IF(C821>$AE$10,($AE$9/C821),0)))","v":3.6999181657936897},3.7244658615880812,3.0821849982969391,0.31464719020304566,3.5079499099133216E-4,7.0603389888077572E-3,1.1199956133411959E-3,3.9618572116268442,8.3258883527308036E-2,2.1629514797286475E-2,1.6756519858840413E-3,5.6048793191543211E-5,3.5804104503878165E-5,50.497010426406554,0.88046626415929108,0.88046018186227348,0.89088947712182209,0.14634823714700573,0.14634823714700573,0.14634823714700573,0.14634823714700573,null,null,26.918551258302216,null,null,4.6002317497103128E-6,0,0,23.578459168104338]
[795,0.92120509849362675,4.6060254924681345,{"$f":"IF('Calculation Sheet'!$D$59=\"YES\",(Vcc_max-C822)*ILIM_FINAL_TOL,(Vcc_max-C822)*($AE$13+IF(C822>=$AE$8,$AE$7,0)+(IF(C822>=$AE$6,C822,0)/$AE$5)+IF(C822>$AE$10,($AE$9/C822),0)))","v":3.6970213106010048},3.7215690069642924,3.0830313120083419,0.31493386187165129,3.5113191555424805E-4,7.0671129138877298E-3,1.119119397539059E-3,3.9589707858472143,8.333778740552944E-2,2.1650218574366331E-2,1.6772610430937362E-3,5.6102628342546979E-5,3.583849463950628E-5,50.492252977171873,0.8811836422794852,0.88117755598960734,0.89161367646785772,0.14648549096320096,0.14648549096320096,0.14648549096320096,0.14648549096320096,null,null,26.920269535810846,null,null,4.6060254924681341E-6,0,0,23.571983441361027]
[796,0.92236384704519103,4.6118192352259557,{"$f":"IF('Calculation Sheet'!$D$59=\"YES\",(Vcc_max-C823)*ILIM_FINAL_TOL,(Vcc_max-C823)*($AE$13+IF(C823>=$AE$8,$AE$7,0)+(IF(C823>=$AE$6,C823,0)/$AE$5)+IF(C823>$AE$10,($AE$9/C823),0)))","v":3.6941244553411869},3.7186721522733692,3.083872497461567,0.31522026395269176,3.5146857626600081E-4,7.0738815127500132E-3,1.118243181716938E-3,3.9560842451411267,8.3416626362254664E-2,2.1670905929545459E-2,1.6788688392193052E-3,5.6156421341935214E-5,3.5872857848673334E-5,50.487477279010847,0.88190010079828518,0.88189401052366501,0.89233694226510485,0.14662262758934563,0.14662262758934563,0.14662262758934563,0.14662262758934563,null,null,26.921986116556035,null,null,4.6118192352259554E-6,0,0,23.565491162454812]
[797,0.92352259559675531,4.6176129779837769,{"$f":"IF('Calculation Sheet'!$D$59=\"YES\",(Vcc_max-C824)*ILIM_FINAL_TOL,(Vcc_max-C824)*($AE$13+IF(C824>=$AE$8,$AE$7,0)+(IF(C824>=$AE$6,C824,0)/$AE$5)+IF(C824>$AE$10,($AE$9/C824),0)))","v":3.691227600014233},3.7157752975153109,3.0847085616823966,0.31550639646899148,3.5180497312659043E-4,7.0806447854034893E-3,1.117366965874389E-3,3.9531975907742689,8.3495400398898578E-2,2.1691576862916229E-2,1.6804753742611922E-3,5.6210172189707919E-5,3.5907194131379327E-5,50.48268335620164,0.88261563994965586,0.88260954569840822,0.89305927475422564,0.14675964702996325,0.14675964702996325,0.14675964702996325,0.14675964702996325,null,null,26.923701000751691,null,null,4.6176129779837767E-6,0,0,23.558982355449949]
[798,0.92468134414831959,4.623406720741599,{"$f":"IF('Calculation Sheet'!$D$59=\"YES\",(Vcc_max-C825)*ILIM_FINAL_TOL,(Vcc_max-C825)*($AE$13+IF(C825>=$AE$8,$AE$7,0)+(IF(C825>=$AE$6,C825,0)/$AE$5)+IF(C825>$AE$10,($AE$9/C825),0)))","v":3.6883307446201439},3.7128784426901178,3.0855395116869868,0.31579225944337175,3.521411061360169E-4,7.0874027318583721E-3,1.1164907500114118E-3,3.9503108239983806,8.3574109516876494E-2,2.1712231374570568E-2,1.6820806482202855E-3,5.6263880885865092E-5,3.594150348762426E-5,50.477871232964418,0.88333025996750347,0.88332416174773831,0.89378067417582008,0.14689654928957729,0.14689654928957729,0.14689654928957729,0.14689654928957729,null,null,26.925414188611711,null,null,4.6234067207415988E-6,0,0,23.552457044352707]
[799,0.92584009269988399,4.629200463499421,{"$f":"IF('Calculation Sheet'!$D$59=\"YES\",(Vcc_max-C826)*ILIM_FINAL_TOL,(Vcc_max-C826)*($AE$13+IF(C826>=$AE$8,$AE$7,0)+(IF(C826>=$AE$6,C826,0)/$AE$5)+IF(C826>$AE$10,($AE$9/C826),0)))","v":3.6854338891589205},3.7099815877977895,3.0863653544818814,0.31607785289865298,3.5247697529428024E-4,7.0941553521239875E-3,1.1156145341284507E-3,3.947423946051408,8.3652753717602835E-2,2.1732869464600402E-2,1.683684661096585E-3,5.6317547429962644E-5,3.5975785917408132E-5,50.473040933461668,0.88404396108567385,0.88403785890549758,0.89450114077042642,0.14703333437271171,0.14703333437271171,0.14703333437271171,0.14703333437271171,null,null,26.927125680349935,null,null,4.629200463499421E-6,0,0,23.545915253111733]
[800,0.92699884125144827,4.6349942062572422,{"$f":"IF('Calculation Sheet'!$D$59=\"YES\",(Vcc_max-C827)*ILIM_FINAL_TOL,(Vcc_max-C827)*($AE$13+IF(C827>=$AE$8,$AE$7,0)+(IF(C827>=$AE$6,C827,0)/$AE$5)+IF(C827>$AE$10,($AE$9/C827),0)))","v":3.6825370336305618},3.7070847328383265,3.0871860970640252,0.31636317685765203,3.5281258060138043E-4,7.1009026462101055E-3,1.1147383182246173E-3,3.9445369581576566,8.373133300249247E-2,2.1753491133098102E-2,1.6852874128909789E-3,5.6371171822444666E-5,3.6010041420730943E-5,50.468192481798539,0.88475674353795375,0.88475063740546922,0.89522067477852074,0.1471700022838891,0.1471700022838891,0.1471700022838891,0.1471700022838891,null,null,26.928835476180158,null,null,4.6349942062572423E-6,0,0,23.539357005618381]
[801,0.92815758980301255,4.6407879490150634,{"$f":"IF('Calculation Sheet'!$D$59=\"YES\",(Vcc_max-C828)*ILIM_FINAL_TOL,(Vcc_max-C828)*($AE$13+IF(C828>=$AE$8,$AE$7,0)+(IF(C828>=$AE$6,C828,0)/$AE$5)+IF(C828>$AE$10,($AE$9/C828),0)))","v":3.6796401780350689},3.7041878778117288,3.0880017464207765,0.31664823134318487,3.5314792205731749E-4,7.107644614126496E-3,1.1138621023008E-3,3.9416498615279405,8.3809847372960267E-2,2.177409638015515E-2,1.6868889036039114E-3,5.6424754063311156E-5,3.6044269998036782E-5,50.4633259020232,0.88546860755807044,0.88546249748137651,0.89593927644051696,0.14730655302763296,0.14730655302763296,0.14730655302763296,0.14730655302763296,null,null,26.930543576316126,null,null,4.6407879490150635E-6,0,0,23.532782325707075]
[802,0.92931633835457683,4.6465816917728846,{"$f":"IF('Calculation Sheet'!$D$59=\"YES\",(Vcc_max-C829)*ILIM_FINAL_TOL,(Vcc_max-C829)*($AE$13+IF(C829>=$AE$8,$AE$7,0)+(IF(C829>=$AE$6,C829,0)/$AE$5)+IF(C829>$AE$10,($AE$9/C829),0)))","v":3.6767433223724404},3.7012910227179958,3.0888123095299211,0.31693301637806526,3.5348299966253549E-4,7.1143812558824848E-3,1.1129858863569986E-3,3.9387626573597307,8.3888296830421094E-2,2.1794685205863917E-2,1.6884891332358265E-3,5.6478294152562114E-5,3.607847164888156E-5,50.458441218127206,0.88617955337969168,0.8861734393668832,0.89665694599676726,0.14744298660846633,0.14744298660846633,0.14744298660846633,0.14744298660846633,null,null,26.932249980971559,null,null,4.6465816917728848E-6,0,0,23.526191237155647]
[803,0.93047508690614122,4.6523754345307067,{"$f":"IF('Calculation Sheet'!$D$59=\"YES\",(Vcc_max-C830)*ILIM_FINAL_TOL,(Vcc_max-C830)*($AE$13+IF(C830>=$AE$8,$AE$7,0)+(IF(C830>=$AE$6,C830,0)/$AE$5)+IF(C830>$AE$10,($AE$9/C830),0)))","v":3.6738464666426776},3.6983941675571277,3.0896177933596851,0.31721753198510605,3.5381781341659035E-4,7.1211125714882861E-3,1.112109670392325E-3,3.9358753468373027,8.396668137628982E-2,2.1815257610316774E-2,1.6900881017876124E-3,5.6531792089753452E-5,3.6112646373265278E-5,50.45353845404582,0.88688958123642569,0.88688346329559398,0.89737368368756165,0.14757930303091182,0.14757930303091182,0.14757930303091182,0.14757930303091182,null,null,26.933954690360089,null,null,4.652375434530707E-6,0,0,23.519583763685731]
[804,0.93163383545770551,4.6581691772885279,{"$f":"IF('Calculation Sheet'!$D$59=\"YES\",(Vcc_max-C831)*ILIM_FINAL_TOL,(Vcc_max-C831)*($AE$13+IF(C831>=$AE$8,$AE$7,0)+(IF(C831>=$AE$6,C831,0)/$AE$5)+IF(C831>$AE$10,($AE$9/C831),0)))","v":3.6709496108457791},3.6954973123291253,3.0904182048687474,0.31750177818711611,3.5415236331948208E-4,7.1278385609532258E-3,1.1112334544076674E-3,3.9329879311318834,8.4045001011980869E-2,2.1835813593605202E-2,1.691685809259269E-3,5.6585247875329259E-5,3.6146794171187935E-5,50.44861763365833,0.88759869136182123,0.88759256950105359,0.89808948975312797,0.1477155022994916,0.1477155022994916,0.1477155022994916,0.1477155022994916,null,null,26.935657704695348,null,null,4.6581691772885283E-6,0,0,23.512959928962982]
[805,0.93279258400926979,4.663962920046349,{"$f":"IF('Calculation Sheet'!$D$59=\"YES\",(Vcc_max-C832)*ILIM_FINAL_TOL,(Vcc_max-C832)*($AE$13+IF(C832>=$AE$8,$AE$7,0)+(IF(C832>=$AE$6,C832,0)/$AE$5)+IF(C832>$AE$10,($AE$9/C832),0)))","v":3.6680527549817468},3.6926004570339876,3.0912135510062537,0.31778575500690387,3.5448664937165475E-4,7.1345592242866296E-3,1.1103572384025817E-3,3.9301004114017917,8.4123255738909108E-2,2.1856353155821573E-2,1.6932822556516847E-3,5.6638661509289534E-5,3.6180915042649531E-5,50.443678780788417,0.88830688398936797,0.8883007582167477,0.89880436443363276,0.1478515844187287,0.1478515844187287,0.1478515844187287,0.1478515844187287,null,null,26.93735902419089,null,null,4.6639629200463487E-6,0,0,23.506319756597527]
[806,0.93395133256083407,4.6697566628041702,{"$f":"IF('Calculation Sheet'!$D$59=\"YES\",(Vcc_max-C833)*ILIM_FINAL_TOL,(Vcc_max-C833)*($AE$13+IF(C833>=$AE$8,$AE$7,0)+(IF(C833>=$AE$6,C833,0)/$AE$5)+IF(C833>$AE$10,($AE$9/C833),0)))","v":3.6651558990505788},3.6897036016717153,3.0920038387118294,0.31806946246727552,3.5482067157266428E-4,7.1412745614987116E-3,1.109481022377512E-3,3.9272127887925832,8.4201445558488963E-2,2.1876876297057812E-2,1.6948774409648593E-3,5.6692032991634278E-5,3.6215008988094155E-5,50.43872191920449,0.88901415935249561,0.88900802967610248,0.89951830796918042,0.14798754939314485,0.14798754939314485,0.14798754939314485,0.14798754939314485,null,null,26.939058649060236,null,null,4.66975666280417E-6,0,0,23.499663270144254]
[807,0.93511008111239846,4.6755504055619923,{"$f":"IF('Calculation Sheet'!$D$59=\"YES\",(Vcc_max-C834)*ILIM_FINAL_TOL,(Vcc_max-C834)*($AE$13+IF(C834>=$AE$8,$AE$7,0)+(IF(C834>=$AE$6,C834,0)/$AE$5)+IF(C834>$AE$10,($AE$9/C834),0)))","v":3.6622590430522752},3.6868067462423078,3.0927890749155917,0.31835290059103594,3.5515442992251067E-4,7.1479845725987978E-3,1.1086048063315701E-3,3.9243250644371894,8.4279570472134857E-2,2.1897383017406291E-2,1.696471365199681E-3,5.6745362321919401E-5,3.6249076007077718E-5,50.433747072619937,0.88972051768457527,0.8897143841124846,0.90023132059981315,0.1481233972272622,0.1481233972272622,0.1481233972272622,0.1481233972272622,null,null,26.940756579516862,null,null,4.6755504055619921E-6,0,0,23.492990493103076]
[808,0.93626882966396274,4.6813441483198144,{"$f":"IF('Calculation Sheet'!$D$59=\"YES\",(Vcc_max-C835)*ILIM_FINAL_TOL,(Vcc_max-C835)*($AE$13+IF(C835>=$AE$8,$AE$7,0)+(IF(C835>=$AE$6,C835,0)/$AE$5)+IF(C835>$AE$10,($AE$9/C835),0)))","v":3.6593621869868378},3.6839098907457655,3.093569266538164,0.31863606940098643,3.5548792442163801E-4,7.154689257596214E-3,1.1077285902656442E-3,3.9214372394560595,8.4357630481261658E-2,2.1917873316958936E-2,1.698064028356594E-3,5.6798649500588994E-5,3.6283116099600221E-5,50.428754264693588,0.89042595921891809,0.8904198217592012,0.90094340256551142,0.14825912792560292,0.14825912792560292,0.14825912792560292,0.14825912792560292,null,null,26.942452815774192,null,null,4.6813441483198143E-6,0,0,23.486301448919395]
[809,0.93742757821552702,4.6871378910776356,{"$f":"IF('Calculation Sheet'!$D$59=\"YES\",(Vcc_max-C836)*ILIM_FINAL_TOL,(Vcc_max-C836)*($AE$13+IF(C836>=$AE$8,$AE$7,0)+(IF(C836>=$AE$6,C836,0)/$AE$5)+IF(C836>$AE$10,($AE$9/C836),0)))","v":3.6564653308542647},3.6810130351820884,3.094344420490688,0.31891896891992788,3.5582115506960221E-4,7.1613886165011742E-3,1.1068523741797343E-3,3.9185493149572936,8.4435625587283791E-2,2.1938347195807673E-2,1.6996554304364864E-3,5.6851894527643054E-5,3.6317129265661663E-5,50.42374351902987,0.89113048418877572,0.89112434284950082,0.901654554106194,0.14839474149268828,0.14839474149268828,0.14839474149268828,0.14839474149268828,null,null,26.944147358045615,null,null,4.6871378910776355E-6,0,0,23.479596160984254]
[810,0.93858632676709131,4.6929316338354568,{"$f":"IF('Calculation Sheet'!$D$59=\"YES\",(Vcc_max-C837)*ILIM_FINAL_TOL,(Vcc_max-C837)*($AE$13+IF(C837>=$AE$8,$AE$7,0)+(IF(C837>=$AE$6,C837,0)/$AE$5)+IF(C837>$AE$10,($AE$9/C837),0)))","v":3.6535684746545578},3.6781161795512762,3.0951145436748364,0.31920159917065849,3.5615412186684736E-4,7.1680826493230043E-3,1.1059761580729521E-3,3.9156612920367824,8.4513555791616124E-2,2.1958804654044428E-2,1.7012455714393582E-3,5.6905097403081584E-5,3.6351115505262044E-5,50.418714859179268,0.89183409282734072,0.89182794761657203,0.90236477546171745,0.14853023793303999,0.14853023793303999,0.14853023793303999,0.14853023793303999,null,null,26.94584020654446,null,null,4.6929316338354568E-6,0,0,23.472874652634808]
[811,0.9397450753186557,4.6987253765932788,{"$f":"IF('Calculation Sheet'!$D$59=\"YES\",(Vcc_max-C838)*ILIM_FINAL_TOL,(Vcc_max-C838)*($AE$13+IF(C838>=$AE$8,$AE$7,0)+(IF(C838>=$AE$6,C838,0)/$AE$5)+IF(C838>$AE$10,($AE$9/C838),0)))","v":3.6506716183877148},3.6752193238533288,3.0958796429828275,0.31948396017597513,3.5648682481292937E-4,7.1747713560714743E-3,1.105099941946186E-3,3.9127731717783396,8.4591421095672636E-2,2.1979245691761129E-2,1.7028344513660976E-3,5.6958258126460493E-5,3.6385074818401364E-5,50.41366830863857,0.89253678536774617,0.8925306362935439,0.90307406687187664,0.14866561725117933,0.14866561725117933,0.14866561725117933,0.14866561725117933,null,null,26.947531361484014,null,null,4.698725376593279E-6,0,0,23.466136947154556]
[812,0.94090382387021998,4.7045191193511,{"$f":"IF('Calculation Sheet'!$D$59=\"YES\",(Vcc_max-C839)*ILIM_FINAL_TOL,(Vcc_max-C839)*($AE$13+IF(C839>=$AE$8,$AE$7,0)+(IF(C839>=$AE$6,C839,0)/$AE$5)+IF(C839>$AE$10,($AE$9/C839),0)))","v":3.647774762053738},3.6723224680882471,3.096639725297436,0.31976605195867203,3.5681926390829233E-4,7.1814547367563542E-3,1.1042237257989918E-3,3.9098849552538373,8.4669221500868197E-2,2.1999670309050146E-2,1.7044220702171486E-3,5.701137669822387E-5,3.6419007205523712E-5,50.408603890851175,0.89323856204306606,0.89323240911348689,0.90378242857640512,0.14880087945162712,0.14880087945162712,0.14880087945162712,0.14880087945162712,null,null,26.949220823077528,null,null,4.7045191193511003E-6,0,0,23.459383067773647]
[813,0.94206257242178426,4.7103128621089221,{"$f":"IF('Calculation Sheet'!$D$59=\"YES\",(Vcc_max-C840)*ILIM_FINAL_TOL,(Vcc_max-C840)*($AE$13+IF(C840>=$AE$8,$AE$7,0)+(IF(C840>=$AE$6,C840,0)/$AE$5)+IF(C840>$AE$10,($AE$9/C840),0)))","v":3.644877905652625},3.6694256122560303,3.0973947974920071,0.32004787454154204,3.5715143915293623E-4,7.1881327913869697E-3,1.1033475096313694E-3,3.906996643523335,8.4746957008616786E-2,2.2020078506003404E-2,1.7060084279929555E-3,5.7064453118371716E-5,3.6452912666185E-5,50.403521629207404,0.89393942308631535,0.8939332663094115,0.90448986081497385,0.14893602453890464,0.14893602453890464,0.14893602453890464,0.14893602453890464,null,null,26.950908591538187,null,null,4.7103128621089224E-6,0,0,23.452613037669217]
[814,0.94322132097334854,4.7161066048667433,{"$f":"IF('Calculation Sheet'!$D$59=\"YES\",(Vcc_max-C841)*ILIM_FINAL_TOL,(Vcc_max-C841)*($AE$13+IF(C841>=$AE$8,$AE$7,0)+(IF(C841>=$AE$6,C841,0)/$AE$5)+IF(C841>$AE$10,($AE$9/C841),0)))","v":3.6419810491843787},3.6665287563566786,3.09814486643047,0.3203294279473754,3.57483350546417E-4,7.1948055199730909E-3,1.102471293443763E-3,3.9041082376352114,8.4824627620333271E-2,2.2040470282713276E-2,1.7075935246939622E-3,5.7117487386904031E-5,3.6486791200385227E-5,50.398421547044883,0.89463936873044902,0.89463320811426916,0.90519636382719249,0.14907105251753272,0.14907105251753272,0.14907105251753272,0.14907105251753272,null,null,26.952594667079165,null,null,4.7161066048667437E-6,0,0,23.445826879965718]
[815,0.94438006952491294,4.7219003476245653,{"$f":"IF('Calculation Sheet'!$D$59=\"YES\",(Vcc_max-C842)*ILIM_FINAL_TOL,(Vcc_max-C842)*($AE$13+IF(C842>=$AE$8,$AE$7,0)+(IF(C842>=$AE$6,C842,0)/$AE$5)+IF(C842>$AE$10,($AE$9/C842),0)))","v":3.6390841926489959},3.6636319003901918,3.0988899389673499,0.32061071219896187,3.5781499808917872E-4,7.2014729225244878E-3,1.1015950772357286E-3,3.9012197386262919,8.4902233337431632E-2,2.2060845639271243E-2,1.7091773603206128E-3,5.7170479503820815E-5,3.6520642808124393E-5,50.393303667648695,0.895338399208363,0.89533223476095181,0.90590193785260853,0.14920596339203218,0.14920596339203218,0.14920596339203218,0.14920596339203218,null,null,26.954279049913556,null,null,4.721900347624565E-6,0,0,23.439024617735139]
[816,0.94553881807647722,4.7276940903823865,{"$f":"IF('Calculation Sheet'!$D$59=\"YES\",(Vcc_max-C843)*ILIM_FINAL_TOL,(Vcc_max-C843)*($AE$13+IF(C843>=$AE$8,$AE$7,0)+(IF(C843>=$AE$6,C843,0)/$AE$5)+IF(C843>$AE$10,($AE$9/C843),0)))","v":3.6361873360464796},3.6607350443565703,3.0996300219477799,0.32089172731908722,3.5814638178122138E-4,7.2081349990509302E-3,1.100718861007266E-3,3.898331147521978,8.4979774161326294E-2,2.2081204575769675E-2,1.7107599348733515E-3,5.7223429468677978E-5,3.6554467489402498E-5,50.388168014251782,0.89603651475289414,0.89603034648229274,0.90660658313070819,0.14934075716692341,0.14934075716692341,0.14934075716692341,0.14934075716692341,null,null,26.955961740254413,null,null,4.7276940903823863E-6,0,0,23.43220627399737]
[817,0.9466975666280415,4.7334878331402077,{"$f":"IF('Calculation Sheet'!$D$59=\"YES\",(Vcc_max-C844)*ILIM_FINAL_TOL,(Vcc_max-C844)*($AE$13+IF(C844>=$AE$8,$AE$7,0)+(IF(C844>=$AE$6,C844,0)/$AE$5)+IF(C844>$AE$10,($AE$9/C844),0)))","v":3.6332904793768273},3.657838188255814,3.100365122207517,0.32117247333053678,3.5847750162254499E-4,7.2147917495617442E-3,1.0998426447583753E-3,3.8954424653363704,8.505725009343168E-2,2.2101547092300944E-2,1.7123412483530664E-3,5.7276337281919609E-5,3.6588265244663631E-5,50.383014610035296,0.89673371559682025,0.89672754351106532,0.90731029990091594,0.14947543384672635,0.14947543384672635,0.14947543384672635,0.14947543384672635,null,null,26.957642738314764,null,null,4.7334878331402076E-6,0,0,23.425371871720532]
[818,0.94785631517960578,4.7392815758980298,{"$f":"IF('Calculation Sheet'!$D$59=\"YES\",(Vcc_max-C845)*ILIM_FINAL_TOL,(Vcc_max-C845)*($AE$13+IF(C845>=$AE$8,$AE$7,0)+(IF(C845>=$AE$6,C845,0)/$AE$5)+IF(C845>$AE$10,($AE$9/C845),0)))","v":3.6303936226400397},3.6549413320879225,3.1010952465729518,0.32145295025609366,3.5880835761314955E-4,7.2214431740666996E-3,1.0989664284895007E-3,3.8925536930723963,8.5134661135162215E-2,2.2121873188956531E-2,1.7139213007602017E-3,5.732920294354571E-5,3.6622036073463704E-5,50.377843478128732,0.89743000197285916,0.89742382607998428,0.90801308840259409,0.14960999343596137,0.14960999343596137,0.14960999343596137,0.14960999343596137,null,null,26.959322044307569,null,null,4.7392815758980297E-6,0,0,23.418521433821162]
[819,0.94901506373117017,4.745075318655851,{"$f":"IF('Calculation Sheet'!$D$59=\"YES\",(Vcc_max-C846)*ILIM_FINAL_TOL,(Vcc_max-C846)*($AE$13+IF(C846>=$AE$8,$AE$7,0)+(IF(C846>=$AE$6,C846,0)/$AE$5)+IF(C846>$AE$10,($AE$9/C846),0)))","v":3.6274967658361188},3.6520444758528958,3.1018204018611226,0.3217331581185392,3.5913894975303506E-4,7.2280892725755663E-3,1.0980902122001979E-3,3.8896648317219293,8.5212007287931879E-2,2.2142182865828808E-2,1.7155000920952013E-3,5.7382026453556279E-5,3.6655779975802716E-5,50.372654641610374,0.89812537411367011,0.89811919442170485,0.90871494887504323,0.14974443593914843,0.14974443593914843,0.14974443593914843,0.14974443593914843,null,null,26.960999658445761,null,null,4.745075318655851E-6,0,0,23.411654983164613]
[820,0.95017381228273445,4.750869061413673,{"$f":"IF('Calculation Sheet'!$D$59=\"YES\",(Vcc_max-C847)*ILIM_FINAL_TOL,(Vcc_max-C847)*($AE$13+IF(C847>=$AE$8,$AE$7,0)+(IF(C847>=$AE$6,C847,0)/$AE$5)+IF(C847>$AE$10,($AE$9/C847),0)))","v":3.6245999089650613},3.6491476195507349,3.102540594879728,0.32201309694065161,3.5946927804220152E-4,7.2347300450976704E-3,1.097213995890467E-3,3.8867758822659155,8.5289288553154652E-2,2.21624761230097E-2,1.7170776223585094E-3,5.7434807811507227E-5,3.6689496951680667E-5,50.367448123507437,0.89881983225185325,0.89881364876882319,0.90941588155750264,0.14987876136080747,0.14987876136080747,0.14987876136080747,0.14987876136080747,null,null,26.9626755809422,null,null,4.7508690614136731E-6,0,0,23.404772542565237]
[821,0.95133256083429873,4.7566628041714942,{"$f":"IF('Calculation Sheet'!$D$59=\"YES\",(Vcc_max-C848)*ILIM_FINAL_TOL,(Vcc_max-C848)*($AE$13+IF(C848>=$AE$8,$AE$7,0)+(IF(C848>=$AE$6,C848,0)/$AE$5)+IF(C848>$AE$10,($AE$9/C848),0)))","v":3.6217030520268705},3.6462507631814387,3.1032558324271404,0.32229276674520868,3.5979934248064893E-4,7.2413654916432257E-3,1.096337779560308E-3,3.8838868456744899,8.5366504932244958E-2,2.2182752960591134E-2,1.71865389155057E-3,5.7487547017842644E-5,3.6723187001097557E-5,50.362223946796497,0.89951337661994879,0.89950718935387597,0.91011588668914989,0.15001296970545797,0.15001296970545797,0.15001296970545797,0.15001296970545797,null,null,26.964349812009743,null,null,4.7566628041714944E-6,0,0,23.397874134786754]
[822,0.95249130938586313,4.7624565469293163,{"$f":"IF('Calculation Sheet'!$D$59=\"YES\",(Vcc_max-C849)*ILIM_FINAL_TOL,(Vcc_max-C849)*($AE$13+IF(C849>=$AE$8,$AE$7,0)+(IF(C849>=$AE$6,C849,0)/$AE$5)+IF(C849>$AE$10,($AE$9/C849),0)))","v":3.6188061950215435},3.6433539067450074,3.1039661212924186,0.32257216755498597,3.6012914306837729E-4,7.2479956122215583E-3,1.095461563210165E-3,3.8809977229070975,8.5443656426616776E-2,2.2203013378665037E-2,1.7202288996722714E-3,5.754024407256253E-5,3.6756850124053386E-5,50.356982134403708,0.90020600745043877,0.90019981640934077,0.91081496450910082,0.15014706097761898,0.15014706097761898,0.15014706097761898,0.15014706097761898,null,null,26.966022351861159,null,null,4.7624565469293165E-6,0,0,23.390959782542549]
[823,0.95365005793742741,4.7682502896871375,{"$f":"IF('Calculation Sheet'!$D$59=\"YES\",(Vcc_max-C850)*ILIM_FINAL_TOL,(Vcc_max-C850)*($AE$13+IF(C850>=$AE$8,$AE$7,0)+(IF(C850>=$AE$6,C850,0)/$AE$5)+IF(C850>$AE$10,($AE$9/C850),0)))","v":3.6159093379490828},3.6404570502414413,3.1046714682553187,0.32285129939275636,3.6045867980538659E-4,7.2546204068419939E-3,1.0945853468395939E-3,3.8781085149126109,8.5520743037684532E-2,2.222325737732378E-2,1.7218026467240577E-3,5.7592898975666884E-5,3.6790486320992244E-5,50.351722709205042,0.90089772497574527,0.90089153016763612,0.9115131152564091,0.15028103518181002,0.15028103518181002,0.15028103518181002,0.15028103518181002,null,null,26.967693200709185,null,null,4.7682502896871378E-6,0,0,23.384029508495857]
[824,0.95480880648899169,4.7740440324449587,{"$f":"IF('Calculation Sheet'!$D$59=\"YES\",(Vcc_max-C851)*ILIM_FINAL_TOL,(Vcc_max-C851)*($AE$13+IF(C851>=$AE$8,$AE$7,0)+(IF(C851>=$AE$6,C851,0)/$AE$5)+IF(C851>$AE$10,($AE$9/C851),0)))","v":3.6130124808094863},3.6375601936707405,3.1053718800863095,0.32313016228129099,3.6078795269167685E-4,7.2612398755147467E-3,1.0937091304490387E-3,3.8752192226294464,8.5597764766862205E-2,2.2243484956659287E-2,1.7233751327059288E-3,5.7645511726711618E-5,3.6824095591470041E-5,50.34644569402662,0.90158852942823176,0.90158233086112194,0.91221033917006755,0.15041489232255012,0.15041489232255012,0.15041489232255012,0.15041489232255012,null,null,26.969362358766521,null,null,4.7740440324449583E-6,0,0,23.3770833352601]
[825,0.95596755504055597,4.7798377752027807,{"$f":"IF('Calculation Sheet'!$D$59=\"YES\",(Vcc_max-C852)*ILIM_FINAL_TOL,(Vcc_max-C852)*($AE$13+IF(C852>=$AE$8,$AE$7,0)+(IF(C852>=$AE$6,C852,0)/$AE$5)+IF(C852>$AE$10,($AE$9/C852),0)))","v":3.6101156236027552},3.6346633370329049,3.1060673635465834,0.32340875624336007,3.6111696172724805E-4,7.2678540182491425E-3,1.0928329140376114E-3,3.8723298469856795,8.5674721615563776E-2,2.2263696116763487E-2,1.7249463576187729E-3,5.769808232614082E-5,3.6857677935486777E-5,50.341151111645004,0.90227842104020217,0.90227221872209773,0.91290663648900727,0.15054863240435834,0.15054863240435834,0.15054863240435834,0.15054863240435834,null,null,26.971029826245815,null,null,4.7798377752027804E-6,0,0,23.37012128539919]
[826,0.95712630359212036,4.7856315179606028,{"$f":"IF('Calculation Sheet'!$D$59=\"YES\",(Vcc_max-C853)*ILIM_FINAL_TOL,(Vcc_max-C853)*($AE$13+IF(C853>=$AE$8,$AE$7,0)+(IF(C853>=$AE$6,C853,0)/$AE$5)+IF(C853>$AE$10,($AE$9/C853),0)))","v":3.6072187663288884},3.6317664803279341,3.1067579253880702,0.32368708130173118,3.6144570691210021E-4,7.2744628350545071E-3,1.0919566976062001E-3,3.8694403888991591,8.5751613585203224E-2,2.228389085772875E-2,1.7265163214634782E-3,5.7750610773954492E-5,3.6891233353042452E-5,50.33583898478738,0.90296740004390141,0.90296119398280528,0.91360200745209719,0.15068225543175329,0.15068225543175329,0.15068225543175329,0.15068225543175329,null,null,26.972695603359675,null,null,4.7856315179606025E-6,0,0,23.363143381427705]
[827,0.95828505214368465,4.791425260718424,{"$f":"IF('Calculation Sheet'!$D$59=\"YES\",(Vcc_max-C854)*ILIM_FINAL_TOL,(Vcc_max-C854)*($AE$13+IF(C854>=$AE$8,$AE$7,0)+(IF(C854>=$AE$6,C854,0)/$AE$5)+IF(C854>$AE$10,($AE$9/C854),0)))","v":3.6043219089878873},3.6288696235558286,3.1074435723534495,0.32396513747916922,3.6177418824623331E-4,7.2810663259410546E-3,1.0910804811543606E-3,3.8665508492776195,8.5828440677194529E-2,2.2304069179647001E-2,1.7280850242400447E-3,5.7803097070152631E-5,3.6924761844137066E-5,50.330509336131925,0.90365546667151575,0.90364925687542641,0.91429645229814493,0.15081576140925312,0.15081576140925312,0.15081576140925312,0.15081576140925312,null,null,26.974359690320647,null,null,4.7914252607184238E-6,0,0,23.356149645811279]
[828,0.95944380069524893,4.7972190034762452,{"$f":"IF('Calculation Sheet'!$D$59=\"YES\",(Vcc_max-C855)*ILIM_FINAL_TOL,(Vcc_max-C855)*($AE$13+IF(C855>=$AE$8,$AE$7,0)+(IF(C855>=$AE$6,C855,0)/$AE$5)+IF(C855>$AE$10,($AE$9/C855),0)))","v":3.6014250515797519},3.625972766716588,3.1081243111761627,0.32424292479843819,3.6210240573009145E-4,7.287664490918111E-3,1.0902042646825372E-3,3.8636612290187928,8.5905202892951671E-2,2.2324231082610169E-2,1.7296524659489165E-3,5.7855541214291151E-5,3.695826340877062E-5,50.325162188308028,0.9043426211551715,0.90433640763208434,0.91498997126589687,0.1509491503413769,0.1509491503413769,0.1509491503413769,0.1509491503413769,null,null,26.976022087341253,null,null,4.7972190034762451E-6,0,0,23.349140100966775]
[829,0.96060254924681321,4.8030127462340664,{"$f":"IF('Calculation Sheet'!$D$59=\"YES\",(Vcc_max-C856)*ILIM_FINAL_TOL,(Vcc_max-C856)*($AE$13+IF(C856>=$AE$8,$AE$7,0)+(IF(C856>=$AE$6,C856,0)/$AE$5)+IF(C856>$AE$10,($AE$9/C856),0)))","v":3.5985281941044809},3.6230759098102125,3.1088001485804266,0.3245204432822999,3.6243035936323054E-4,7.2942573299954461E-3,1.0893280481898415E-3,3.8607715290105178,8.5981900233888631E-2,2.2344376566710178E-2,1.7312186465909818E-3,5.7907943206814139E-5,3.6991738047387202E-5,50.319797563896522,0.90502886372693681,0.90502264648484276,0.91568256459403763,0.15108242223264234,0.15108242223264234,0.15108242223264234,0.15108242223264234,null,null,26.977682794633953,null,null,4.8030127462340664E-6,0,0,23.342114769262569]
[830,0.9617612977983776,4.8088064889918885,{"$f":"IF('Calculation Sheet'!$D$59=\"YES\",(Vcc_max-C857)*ILIM_FINAL_TOL,(Vcc_max-C857)*($AE$13+IF(C857>=$AE$8,$AE$7,0)+(IF(C857>=$AE$6,C857,0)/$AE$5)+IF(C857>$AE$10,($AE$9/C857),0)))","v":3.5956313365620751},3.6201790528367019,3.1094710912812449,0.32479769295351479,3.6275804914565057E-4,7.3008448431828299E-3,1.0884518316771619E-3,3.8578817501308502,8.6058532701419388E-2,2.23645056320394E-2,1.7327835661666846E-3,5.7960303047721595E-5,3.7025185759542723E-5,50.314415485430047,0.90571419461882074,0.90570797366570677,0.9163742325211901,0.15121557708756761,0.15121557708756761,0.15121557708756761,0.15121557708756761,null,null,26.979341812411171,null,null,4.8088064889918885E-6,0,0,23.335073673018876]
[831,0.96292004634994188,4.8146002317497096,{"$f":"IF('Calculation Sheet'!$D$59=\"YES\",(Vcc_max-C858)*ILIM_FINAL_TOL,(Vcc_max-C858)*($AE$13+IF(C858>=$AE$8,$AE$7,0)+(IF(C858>=$AE$6,C858,0)/$AE$5)+IF(C858>$AE$10,($AE$9/C858),0)))","v":3.5927344789525342},3.6172821957960566,3.1101371459844227,0.32507467383483979,3.6308547507779565E-4,7.3074270304895883E-3,1.0875756151444982E-3,3.8549918932481706,8.6135100296957479E-2,2.2384618278689317E-2,1.7343472246764691E-3,5.8012620737013521E-5,3.7058606545237183E-5,50.30901597539318,0.90639861406277245,0.90639238940662237,0.91706497528591591,0.15134861491067042,0.15134861491067042,0.15134861491067042,0.15134861491067042,null,null,26.980999140885281,null,null,4.8146002317497098E-6,0,0,23.328016834507899]
[832,{"$f":"($AE$11/2000)*(A859)","v":0.96407879490150616},{"$f":"$AE$13*B859*10^-3/($AE$4*10^-6)","v":4.8203939745075317},{"$f":"IF('Calculation Sheet'!$D$59=\"YES\",(Vcc_max-C859)*ILIM_FINAL_TOL,(Vcc_max-C859)*($AE$13+IF(C859>=$AE$8,$AE$7,0)+(IF(C859>=$AE$6,C859,0)/$AE$5)+IF(C859>$AE$10,($AE$9/C859),0)))","v":3.5898376212758589},3.6143853386882765,3.1107983193865767,0.32535138594903135,3.6341263715922167E-4,7.3140038919254913E-3,1.0866993985909623E-3,3.8521019592212897,8.6211603021917327E-2,2.2404714506752299E-2,1.7359096221207793E-3,5.8064896274245825E-5,3.7092000404470582E-5,50.303599056222765,0.90708212229068286,0.90707589393947652,0.91775479312671493,0.1514815357064685,0.1514815357064685,0.1514815357064685,0.1514815357064685,null,null,26.982654780268604,null,null,{"$f":"IF(C859>=$AE$6,C859,0)/$AE$5","v":4.820393974507532E-6},{"$f":"IF(C859>=$AE$8,$AE$7,0)","v":0},{"$f":"IF(C859>$AE$10,($AE$9/C859),0)","v":0},{"$f":"(Q859-AA859)*IF((Vcc_max-C859)>$F$4,1,0)","v":23.320944275954162}]
[833,0.96523754345307045,4.8261877172653529,{"$f":"IF('Calculation Sheet'!$D$59=\"YES\",(Vcc_max-C860)*ILIM_FINAL_TOL,(Vcc_max-C860)*($AE$13+IF(C860>=$AE$8,$AE$7,0)+(IF(C860>=$AE$6,C860,0)/$AE$5)+IF(C860>$AE$10,($AE$9/C860),0)))","v":3.5869407635320485},{"$f":"(D859+((((EXP(-(B860-B859)*10^-3/$F$14)))*(E859-D859))))","v":3.6114884815133617},{"$f":"(D859+((((EXP(-(B860-B859)*10^-3/$F$15)))*(F859-D859))))","v":3.1114546181751499},{"$f":"(D859+((((EXP(-(B860-B859)*10^-3/$F$16)))*(G859-D859))))","v":0.32562782931884326},{"$f":"(D859+((((EXP(-(B860-B859)*10^-3/$F$17)))*(H859-D859))))","v":3.6373953539037274E-4},{"$f":"(D859+((((EXP(-(B860-B859)*10^-3/$F$18)))*(I859-D859))))","v":7.3205754275003088E-3},{"$f":"(D859+((((EXP(-(B860-B859)*10^-3/$F$19)))*(JX859-D859))))","v":1.0858231820174424E-3},{"$f":"(D859+((((EXP(-(B860-B859)*10^-3/$F$20)))*(K859-D859))))","v":3.8492119488995549},{"$f":"(D859+((((EXP(-(B860-B859)*10^-3/$F$21)))*(L859-D859))))","v":8.6288040877712024E-2},{"$f":"(D859+((((EXP(-(B860-B859)*10^-3/$F$22)))*(M859-D859))))","v":2.2424794316320718E-2},1.7374707585000593E-3,5.8117129659862599E-5,3.712536733724292E-5,50.298164750308217,{"$f":"(D859+((((EXP(-(B860-B859)*10^-3/$B$14)))*(R859-D859))))","v":0.90776471953438342},{"$f":"(D859+((((EXP(-(B860-B859)*10^-3/$B$15)))*(S859-D859))))","v":0.90775848749609667},{"$f":"(D859+((((EXP(-(B860-B859)*10^-3/$B$16)))*(T859-D859))))","v":0.91844368628202577},{"$f":"(D859+((((EXP(-(B860-B859)*10^-3/$B$17)))*(U859-D859))))","v":0.15161433947947955},{"$f":"(D859+((((EXP(-(B860-B859)*10^-3/$B$18)))*(V859-D859))))","v":0.15161433947947955},0.15161433947947955,0.15161433947947955,null,null,26.984308730773435,null,null,4.8261877172653533E-6,0,0,23.313856019534782]
[834,0.96639629200463484,4.831981460023175,{"$f":"IF('Calculation Sheet'!$D$59=\"YES\",(Vcc_max-C861)*ILIM_FINAL_TOL,(Vcc_max-C861)*($AE$13+IF(C861>=$AE$8,$AE$7,0)+(IF(C861>=$AE$6,C861,0)/$AE$5)+IF(C861>$AE$10,($AE$9/C861),0)))","v":3.5840439057211029},3.6085916242713116,3.1121060490284229,0.32590400396702845,3.6406616977080475E-4,7.3271416372238107E-3,1.0849469654234944E-3,3.8463218631229537,8.6364413865755996E-2,2.2444857707486054E-2,{"$f":"(D860+((((EXP(-(B861-B860)*10^-3/$F$23)))*(N860-D860))))","v":1.7390306338151973E-3},{"$f":"(D860+((((EXP(-(B861-B860)*10^-3/$F$24)))*(O860-D860))))","v":5.8169320893863841E-5},{"$f":"(D860+((((EXP(-(B861-B860)*10^-3/$F$25)))*(P860-D860))))","v":3.7158707343554198E-5},{"$f":"$C$6+(E861*$G$14)+(F861*$G$15)+(G861*$G$16)+(H861*$G$17)+(I861*$G$18)+(J861*$G$19)+(K861*$G$20)+(L861*$G$21)+(M861*$G$22)","v":50.292713079991628},0.90844640602564741,0.90844017030825208,0.91913165499022575,0.15174702623422043,0.15174702623422043,{"$f":"(D860+((((EXP(-(B861-B860)*10^-3/$B$19)))*(W860-D860))))","v":0.15174702623422043},{"$f":"(D860+((((EXP(-(B861-B860)*10^-3/$B$20)))*(X860-D860))))","v":0.15174702623422043},null,null,{"$f":"$C$6+(R861*$C$14)+(S861*$C$15)+(T861*$C$16)+(U861*$C$17)+(V861*$C$18)+(W861*$C$19)+(X861*$C$20)","v":26.985960992611997},null,null,4.8319814600231746E-6,0,0,23.306752087379632]
[835,0.96755504055619912,4.8377752027809962,{"$f":"IF('Calculation Sheet'!$D$59=\"YES\",(Vcc_max-C862)*ILIM_FINAL_TOL,(Vcc_max-C862)*($AE$13+IF(C862>=$AE$8,$AE$7,0)+(IF(C862>=$AE$6,C862,0)/$AE$5)+IF(C862>$AE$10,($AE$9/C862),0)))","v":3.5811470478430225},3.6056947669621269,3.1127526186155272,0.32617990991633627,3.643925403009618E-4,7.3337025211053231E-3,1.0840707488091184E-3,3.8434317027222189,8.6440721987462332E-2,2.246490468034068E-2,1.7405892480666374E-3,5.8221469976249551E-5,3.7192020423404415E-5,50.287244067568153,0.90912718199618814,0.90912094260765208,0.91981869948963002,0.15187959597520884,0.15187959597520884,0.15187959597520884,0.15187959597520884,null,null,26.987611565996495,null,null,4.8377752027809958E-6,0,0,23.299632501571658]
[836,0.9687137891077634,4.8435689455388173,{"$f":"IF('Calculation Sheet'!$D$59=\"YES\",(Vcc_max-C863)*ILIM_FINAL_TOL,(Vcc_max-C863)*($AE$13+IF(C863>=$AE$8,$AE$7,0)+(IF(C863>=$AE$6,C863,0)/$AE$5)+IF(C863>$AE$10,($AE$9/C863),0)))","v":3.5782501898978079},3.6027979095858069,3.1133943335964567,0.32645554718951519,3.647186469803998E-4,7.3402580791546157E-3,1.0831945321747583E-3,3.8405414685189272,8.6516965244245458E-2,2.2484935234976522E-2,1.7421466012548237E-3,5.8273576906575641E-5,3.722530657723766E-5,50.281757735286178,0.9098070476776603,0.90980080462594826,0.92050482001849332,0.15201204870696117,0.15201204870696117,0.15201204870696117,0.15201204870696117,null,null,26.989260451139071,null,null,4.8435689455388171E-6,0,0,23.292497284147107]
[837,0.96987253765932768,4.8493626882966394,{"$f":"IF('Calculation Sheet'!$D$59=\"YES\",(Vcc_max-C864)*ILIM_FINAL_TOL,(Vcc_max-C864)*($AE$13+IF(C864>=$AE$8,$AE$7,0)+(IF(C864>=$AE$6,C864,0)/$AE$5)+IF(C864>$AE$10,($AE$9/C864),0)))","v":3.5753533318854571},3.5999010521423522,3.1140312006220818,0.32673091580931191,3.6504448980956283E-4,7.3468083113814586E-3,1.08231831551997E-3,3.8376511613256032,8.6593143637518466E-2,2.2504949371485505E-2,1.7437026933802002E-3,5.83256416852862E-5,3.7258565804609844E-5,50.276254105347633,0.91048600330165996,0.91047975659473224,0.92119001681500778,0.15214438443399469,0.15214438443399469,0.15214438443399469,0.15214438443399469,null,null,26.990907648251827,null,null,4.8493626882966393E-6,0,0,23.285346457095805]
[838,0.97103128621089208,4.8551564310544615,{"$f":"IF('Calculation Sheet'!$D$59=\"YES\",(Vcc_max-C865)*ILIM_FINAL_TOL,(Vcc_max-C865)*($AE$13+IF(C865>=$AE$8,$AE$7,0)+(IF(C865>=$AE$6,C865,0)/$AE$5)+IF(C865>$AE$10,($AE$9/C865),0)))","v":3.5724564738059716},3.5970041946317624,3.1146632263341605,0.32700601579847088,3.6537006878845091E-4,7.3533532177951777E-3,1.0814420988447537E-3,3.8347607819458172,8.6669257168695335E-2,2.2524947089960001E-2,1.7452575244432111E-3,5.8377664312381228E-5,3.7291798105520968E-5,50.270733199908108,0.91116404909972371,0.91115779874553748,0.92187429011730515,0.15227660316082581,0.15227660316082581,0.15227660316082581,0.15227660316082581,null,null,26.992553157546816,null,null,4.8551564310544614E-6,0,0,23.278180042361292]
[839,0.97219003476245636,4.8609501738122827,{"$f":"IF('Calculation Sheet'!$D$59=\"YES\",(Vcc_max-C866)*ILIM_FINAL_TOL,(Vcc_max-C866)*($AE$13+IF(C866>=$AE$8,$AE$7,0)+(IF(C866>=$AE$6,C866,0)/$AE$5)+IF(C866>$AE$10,($AE$9/C866),0)))","v":3.5695596156593523},3.5941073370540377,3.1152904173653511,0.32728084717973438,3.6569538391661993E-4,7.359892798405987E-3,1.0805658821491093E-3,3.8318703311742852,8.6745305839189601E-2,2.2544928390491492E-2,1.7468110944443005E-3,5.8429644787860724E-5,3.7325003479971031E-5,50.265195041077298,0.91184118530332992,0.91183493130983795,0.92255764016345543,0.15240870489197089,0.15240870489197089,0.15240870489197089,0.15240870489197089,null,null,26.994196979236044,null,null,4.8609501738122827E-6,0,0,23.270998061841254]
[840,0.97334878331402064,4.8667439165701039,{"$f":"IF('Calculation Sheet'!$D$59=\"YES\",(Vcc_max-C867)*ILIM_FINAL_TOL,(Vcc_max-C867)*($AE$13+IF(C867>=$AE$8,$AE$7,0)+(IF(C867>=$AE$6,C867,0)/$AE$5)+IF(C867>$AE$10,($AE$9/C867),0)))","v":3.5666627574455974},3.5912104794091784,3.1159127803392255,0.32755540997584287,3.6602043519451399E-4,7.3664270532227683E-3,1.0796896654334809E-3,3.8289798097969658,8.6821289650414801E-2,2.2564893273172348E-2,1.7483634033843565E-3,5.8481583111280599E-5,3.7358181927960032E-5,50.259639650919013,0.91251741214389748,0.91251115451904896,0.9232400671914669,0.15254068963194634,0.15254068963194634,0.15254068963194634,0.15254068963194634,null,null,26.995839113531485,null,null,4.866743916570104E-6,0,0,23.263800537387528]
[841,0.97450753186558492,4.872537659327925,{"$f":"IF('Calculation Sheet'!$D$59=\"YES\",(Vcc_max-C868)*ILIM_FINAL_TOL,(Vcc_max-C868)*($AE$13+IF(C868>=$AE$8,$AE$7,0)+(IF(C868>=$AE$6,C868,0)/$AE$5)+IF(C868>$AE$10,($AE$9/C868),0)))","v":3.5637658991647081},3.5883136216971843,3.1165303218702807,0.32782970420953506,3.6634522262213309E-4,7.3729559822557356E-3,1.0788134486974243E-3,3.8260892185911564,8.689720860378447E-2,2.2584841738094941E-2,1.7499144512633791E-3,5.8533479283084944E-5,3.7391333449487973E-5,50.254067051451564,0.91319272985278666,0.91318646860452679,0.92392157143928655,0.15267255738526853,0.15267255738526853,0.15267255738526853,0.15267255738526853,null,null,26.997479560645054,null,null,4.8725376593279253E-6,0,0,23.25658749080651]
[842,0.97566628041714931,4.8783314020857471,{"$f":"IF('Calculation Sheet'!$D$59=\"YES\",(Vcc_max-C869)*ILIM_FINAL_TOL,(Vcc_max-C869)*($AE$13+IF(C869>=$AE$8,$AE$7,0)+(IF(C869>=$AE$6,C869,0)/$AE$5)+IF(C869>$AE$10,($AE$9/C869),0)))","v":3.5608690408166828},3.585416763918055,3.117143048563952,0.3281037299035483,3.6666974619947723E-4,7.3794795855142148E-3,1.0779372319409397E-3,3.823198558325589,8.6973062700712145E-2,2.2604773785350751E-2,1.7514642380822565E-3,5.8585333303273757E-5,3.7424458044998943E-5,50.248477264647953,0.91386713866129865,0.91386087379756908,0.92460215314480054,0.15280430815645296,0.15280430815645296,0.15280430815645296,0.15280430815645296,null,null,26.999118320788622,null,null,4.8783314020857474E-6,0,0,23.249358943859331]
[843,0.97682502896871359,4.8841251448435692,{"$f":"IF('Calculation Sheet'!$D$59=\"YES\",(Vcc_max-C870)*ILIM_FINAL_TOL,(Vcc_max-C870)*($AE$13+IF(C870>=$AE$8,$AE$7,0)+(IF(C870>=$AE$6,C870,0)/$AE$5)+IF(C870>$AE$10,($AE$9/C870),0)))","v":3.5579721824015231},3.5825199060717909,3.1177509670166246,0.32837748708061643,3.6699400592610232E-4,7.3859978630079759E-3,1.0770610151644711E-3,3.8203078297605249,8.704885194261136E-2,2.2624689415032151E-2,1.7530127638414328E-3,5.8637145171402949E-5,3.7457555714048851E-5,50.242870312436096,0.91454063880067604,0.91453437032941443,0.9252818125458333,0.15293594195001559,0.15293594195001559,0.15293594195001559,0.15293594195001559,null,null,27.000755394174014,null,null,4.8841251448435695E-6,0,0,23.242114918262082]
[844,0.97798377752027787,4.8899188876013904,{"$f":"IF('Calculation Sheet'!$D$59=\"YES\",(Vcc_max-C871)*ILIM_FINAL_TOL,(Vcc_max-C871)*($AE$13+IF(C871>=$AE$8,$AE$7,0)+(IF(C871>=$AE$6,C871,0)/$AE$5)+IF(C871>$AE$10,($AE$9/C871),0)))","v":3.5550753239192288},3.5796230481583917,3.1183540838156469,0.3286509757634728,3.6731800180245244E-4,7.3925108147467888E-3,1.0761847983675743E-3,3.8174170336478479,8.7124576330895653E-2,2.2644588627231066E-2,1.7545600285417962E-3,5.868891488791661E-5,3.7490626456637699E-5,50.23724621669907,0.91521323050210235,0.91520695843124278,0.92596054988014842,0.1530674587704719,0.1530674587704719,0.1530674587704719,0.1530674587704719,null,null,27.002390781013016,null,null,4.88991888760139E-6,0,0,23.234855435686054]
[845,0.97914252607184227,4.8957126303592116,{"$f":"IF('Calculation Sheet'!$D$59=\"YES\",(Vcc_max-C872)*ILIM_FINAL_TOL,(Vcc_max-C872)*($AE$13+IF(C872>=$AE$8,$AE$7,0)+(IF(C872>=$AE$6,C872,0)/$AE$5)+IF(C872>$AE$10,($AE$9/C872),0)))","v":3.5521784653697996},3.5767261901778578,3.1189524055393423,0.32892419597484857,3.6764173382852761E-4,7.3990184407404236E-3,1.0753085815502494E-3,3.8145261707311553,8.7200235866978115E-2,2.2664471422039423E-2,1.7561060321833466E-3,5.874064245281474E-5,3.7523670272765486E-5,50.231604999275305,0.91588491399670291,0.91587863833417504,0.9266383653854473,0.1531988586223374,0.1531988586223374,0.1531988586223374,0.1531988586223374,null,null,27.004024481517362,null,null,4.8957126303592113E-6,0,0,23.227580517757943]
[846,0.98030127462340655,4.9015063731170327,{"$f":"IF('Calculation Sheet'!$D$59=\"YES\",(Vcc_max-C873)*ILIM_FINAL_TOL,(Vcc_max-C873)*($AE$13+IF(C873>=$AE$8,$AE$7,0)+(IF(C873>=$AE$6,C873,0)/$AE$5)+IF(C873>$AE$10,($AE$9/C873),0)))","v":3.5492816067532353},3.5738293321301891,3.1195459387570215,0.32919714773747222,3.6796520200432781E-4,7.405520740998206E-3,1.0744323647124965E-3,3.8116352417458521,8.7275830552272282E-2,2.2684337799549148E-2,1.7576507747669723E-3,5.8792327866097338E-5,3.7556687162432212E-5,50.225946681958831,0.91655568951554311,0.9165494102692735,0.92731525929937098,0.15333014151012714,0.15333014151012714,0.15333014151012714,0.15333014151012714,null,null,27.005656495898748,null,null,4.9015063731170326E-6,0,0,23.220290186060083]
[847,0.98146002317497083,4.9073001158748548,{"$f":"IF('Calculation Sheet'!$D$59=\"YES\",(Vcc_max-C874)*ILIM_FINAL_TOL,(Vcc_max-C874)*($AE$13+IF(C874>=$AE$8,$AE$7,0)+(IF(C874>=$AE$6,C874,0)/$AE$5)+IF(C874>$AE$10,($AE$9/C874),0)))","v":3.5463847480695354},3.5709324740153852,3.120134690028995,0.32946983107407091,3.6828840632985305E-4,7.4120177155299061E-3,1.0735561478547595E-3,3.8087442474192388,8.735136038819169E-2,2.2704187759852612E-2,1.7591942562926732E-3,5.8843971127320316E-5,3.7589677125637877E-5,50.220271286499546,0.91722555728963062,0.91721927446754137,0.92799123185949872,0.15346130743835618,0.15346130743835618,0.15346130743835618,0.15346130743835618,null,null,27.007286824368805,null,null,4.9073001158748547E-6,0,0,23.212984462130741]
[848,0.98261877172653511,4.913093858632676,{"$f":"IF('Calculation Sheet'!$D$59=\"YES\",(Vcc_max-C875)*ILIM_FINAL_TOL,(Vcc_max-C875)*($AE$13+IF(C875>=$AE$8,$AE$7,0)+(IF(C875>=$AE$6,C875,0)/$AE$5)+IF(C875>$AE$10,($AE$9/C875),0)))","v":3.5434878893187021},3.5680356158334465,3.120718665906586,0.32974224600737045,3.6861134680510332E-4,7.4185093643452937E-3,1.0726799309765944E-3,3.8058531884706004,8.7426825376149875E-2,2.2724021303041742E-2,1.7607364767613376E-3,5.8895572236927762E-5,3.7622640162382481E-5,50.214578834603323,0.91789451754991358,0.91788823115992368,0.92866628330334855,0.15359235641153957,0.15359235641153957,0.15359235641153957,0.15359235641153957,null,null,27.00891546713915,null,null,4.913093858632676E-6,0,0,23.205663367464172]
[849,0.9837775202780995,4.9188876013904981,{"$f":"IF('Calculation Sheet'!$D$59=\"YES\",(Vcc_max-C876)*ILIM_FINAL_TOL,(Vcc_max-C876)*($AE$13+IF(C876>=$AE$8,$AE$7,0)+(IF(C876>=$AE$6,C876,0)/$AE$5)+IF(C876>$AE$10,($AE$9/C876),0)))","v":3.5405910305007322},3.5651387575843727,3.1212978729321414,0.33001439256009402,3.6893402343052273E-4,7.4249956874536949E-3,1.0718037140780012E-3,3.8029620656112968,8.7502225517559928E-2,2.2743838429208463E-2,1.7622774361734095E-3,5.8947131194919677E-5,3.7655576273110114E-5,50.20886934793235,0.91856257052728196,0.91855628057730643,0.92934041386837718,0.15372328843419192,0.15372328843419192,0.15372328843419192,0.15372328843419192,null,null,27.010542424421335,null,null,4.9188876013904981E-6,0,0,23.198326923511015]
[850,0.98493626882966379,4.9246813441483202,{"$f":"IF('Calculation Sheet'!$D$59=\"YES\",(Vcc_max-C877)*ILIM_FINAL_TOL,(Vcc_max-C877)*($AE$13+IF(C877>=$AE$8,$AE$7,0)+(IF(C877>=$AE$6,C877,0)/$AE$5)+IF(C877>$AE$10,($AE$9/C877),0)))","v":3.5376941716156285},3.5622418992681641,3.1218723176390455,0.33028627075496209,3.6925643620566717E-4,7.4314766848648794E-3,1.0709274971589799E-3,3.8000708795448497,8.7577560813834943E-2,2.2763639138444702E-2,1.7638171345297771E-3,5.8998648001296061E-5,3.7688485457376686E-5,50.203142848105287,0.91922971645256668,0.91922342295051651,0.93001362379198049,0.15385410351082784,0.15385410351082784,0.15385410351082784,0.15385410351082784,null,null,27.012167696426857,null,null,4.9246813441483203E-6,0,0,23.19097515167843]
[851,0.98609501738122807,4.9304750869061413,{"$f":"IF('Calculation Sheet'!$D$59=\"YES\",(Vcc_max-C878)*ILIM_FINAL_TOL,(Vcc_max-C878)*($AE$13+IF(C878>=$AE$8,$AE$7,0)+(IF(C878>=$AE$6,C878,0)/$AE$5)+IF(C878>$AE$10,($AE$9/C878),0)))","v":3.5347973126633896},3.5593450408848208,3.1224420065517311,0.33055788061469471,3.6957858513053665E-4,7.4379523565886174E-3,1.0700512802199746E-3,3.7971796309670274,8.7652831266388453E-2,2.2783423430842831E-2,1.7653555718304403E-3,5.9050122655612824E-5,3.7721367715182197E-5,50.197399356697431,0.91989595555653958,0.91988965851032223,0.93068591331149264,0.15398480164596151,0.15398480164596151,0.15398480164596151,0.15398480164596151,null,null,27.013791283367194,null,null,4.9304750869061416E-6,0,0,23.183608073330237]
[852,0.98725376593279235,4.9362688296639625,{"$f":"IF('Calculation Sheet'!$D$59=\"YES\",(Vcc_max-C879)*ILIM_FINAL_TOL,(Vcc_max-C879)*($AE$13+IF(C879>=$AE$8,$AE$7,0)+(IF(C879>=$AE$6,C879,0)/$AE$5)+IF(C879>$AE$10,($AE$9/C879),0)))","v":3.5319004536440164},3.5564481824343424,3.1230069461856931,0.33082922216200927,3.6990047020513117E-4,7.4444227026342347E-3,1.0691750632605412E-3,3.794288320565931,8.7728036876633553E-2,2.280319130649433E-2,1.7668927480762875E-3,5.9101555158314056E-5,3.7754223046526647E-5,50.191638895241027,0.92056128806991477,0.92055498748743325,0.93135728266418738,0.15411538284410753,0.15411538284410753,0.15411538284410753,0.15411538284410753,null,null,27.015413185453752,null,null,4.9362688296639628E-6,0,0,23.176225709787275]
[853,0.98841251448435674,4.9420625724217837,{"$f":"IF('Calculation Sheet'!$D$59=\"YES\",(Vcc_max-C880)*ILIM_FINAL_TOL,(Vcc_max-C880)*($AE$13+IF(C880>=$AE$8,$AE$7,0)+(IF(C880>=$AE$6,C880,0)/$AE$5)+IF(C880>$AE$10,($AE$9/C880),0)))","v":3.5290035945575071},3.5535513239167291,3.1235671430474996,0.33110029541962183,3.7022209142945073E-4,7.4508877230119452E-3,1.0682988462806797E-3,3.7913969490220798,8.7803177645983332E-2,2.2822942765491572E-2,1.7684286632673185E-3,5.9152945509399757E-5,3.7787051451410036E-5,50.185861485225452,0.92122571422334643,0.92121941011250108,0.93202773208727629,0.15424584710977918,0.15424584710977918,0.15424584710977918,0.15424584710977918,null,null,27.017033402897916,null,null,4.9420625724217841E-6,0,0,23.168828082327536]
[854,0.98957126303592102,4.9478563151796058,{"$f":"IF('Calculation Sheet'!$D$59=\"YES\",(Vcc_max-C881)*ILIM_FINAL_TOL,(Vcc_max-C881)*($AE$13+IF(C881>=$AE$8,$AE$7,0)+(IF(C881>=$AE$6,C881,0)/$AE$5)+IF(C881>$AE$10,($AE$9/C881),0)))","v":3.526106735403864},3.5506544653319811,3.1241226036348042,0.33137110041024487,3.7054344880393941E-4,7.457347417731075E-3,1.0674226292808342E-3,3.7885055170084945,8.7878253575850884E-2,2.2842677807926925E-2,1.7699633174044216E-3,5.9204293708869926E-5,3.7819852929832365E-5,50.180067148097372,0.92188923424743097,0.92188292661611726,0.93269726181791057,0.15437619444749107,0.15437619444749107,0.15437619444749107,0.15437619444749107,null,null,27.018651935910999,null,null,4.9478563151796054E-6,0,0,23.161415212186373]
[855,0.9907300115874853,4.953650057937427,{"$f":"IF('Calculation Sheet'!$D$59=\"YES\",(Vcc_max-C882)*ILIM_FINAL_TOL,(Vcc_max-C882)*($AE$13+IF(C882>=$AE$8,$AE$7,0)+(IF(C882>=$AE$6,C882,0)/$AE$5)+IF(C882>$AE$10,($AE$9/C882),0)))","v":3.5232098761830852},3.547757606680098,3.1246733344363591,0.3316416371565909,3.7086454232815314E-4,7.4638017868009499E-3,1.0665464122605606E-3,3.7856140251907782,8.7953264667649744E-2,2.2862396433891874E-2,1.7714967104880408E-3,5.9255599756280475E-5,3.7852627481793633E-5,50.174255905260949,0.92255184837270576,0.92254553722881605,0.93336587209318012,0.15450642486175648,0.15450642486175648,0.15450642486175648,0.15450642486175648,null,null,27.020268784704299,null,null,4.9536500579374267E-6,0,0,23.15398712055665]
[856,0.99188876013904959,4.9594438006952482,{"$f":"IF('Calculation Sheet'!$D$59=\"YES\",(Vcc_max-C883)*ILIM_FINAL_TOL,(Vcc_max-C883)*($AE$13+IF(C883>=$AE$8,$AE$7,0)+(IF(C883>=$AE$6,C883,0)/$AE$5)+IF(C883>$AE$10,($AE$9/C883),0)))","v":3.5203130168951722},3.5448607479610801,3.1252193419320258,0.3319119056813693,3.7118537200253598E-4,7.4702508302317838E-3,1.0656701952198588E-3,3.7827224742272003,8.802821092279256E-2,2.2882098643478788E-2,1.7730288425190643E-3,5.9306863652075492E-5,3.7885375107737929E-5,50.168427778078147,0.92321355682965001,0.9232072421810722,0.93403356315011354,0.15463653835708868,0.15463653835708868,0.15463653835708868,0.15463653835708868,null,null,27.021883949489052,null,null,4.959443800695248E-6,0,0,23.146543828589095]
[857,0.99304750869061398,4.9652375434530711,{"$f":"IF('Calculation Sheet'!$D$59=\"YES\",(Vcc_max-C884)*ILIM_FINAL_TOL,(Vcc_max-C884)*($AE$13+IF(C884>=$AE$8,$AE$7,0)+(IF(C884>=$AE$6,C884,0)/$AE$5)+IF(C884>$AE$10,($AE$9/C884),0)))","v":3.517416157540123},3.541963889174927,3.1257606325927894,0.33218190600728859,3.7150593782664387E-4,7.4766945480329028E-3,1.064793978158729E-3,3.7798308647687757,8.8103092342692868E-2,2.2901784436779593E-2,1.7745597134974922E-3,5.9358085396254978E-5,3.7918095807221164E-5,50.162582787868864,0.92387435984868338,0.92386804170330228,0.93470033522567864,0.15476653493800141,0.15476653493800141,0.15476653493800141,0.15476653493800141,null,null,27.023497430476429,null,null,4.965237543453071E-6,0,0,23.139085357392435]
[858,0.99420625724217826,4.9710312862108923,{"$f":"IF('Calculation Sheet'!$D$59=\"YES\",(Vcc_max-C885)*ILIM_FINAL_TOL,(Vcc_max-C885)*($AE$13+IF(C885>=$AE$8,$AE$7,0)+(IF(C885>=$AE$6,C885,0)/$AE$5)+IF(C885>$AE$10,($AE$9/C885),0)))","v":3.5145192981179396},3.5390670303216392,3.1262972128807682,0.33245163815705414,3.718262398004768E-4,7.4831329402140767E-3,1.0639177610776152E-3,3.7769391974593467,8.8177908928763316E-2,2.2921453813886217E-2,1.7760893234242126E-3,5.9409264988374844E-5,3.7950789580243338E-5,50.156720955911013,0.92453425766016739,0.92452793602586381,0.93536618855678144,0.15489641460900749,0.15489641460900749,0.15489641460900749,0.15489641460900749,null,null,27.025109227877589,null,null,4.9710312862108923E-6,0,0,23.131611728033423]
[859,0.99536500579374254,4.9768250289687135,{"$f":"IF('Calculation Sheet'!$D$59=\"YES\",(Vcc_max-C886)*ILIM_FINAL_TOL,(Vcc_max-C886)*($AE$13+IF(C886>=$AE$8,$AE$7,0)+(IF(C886>=$AE$6,C886,0)/$AE$5)+IF(C886>$AE$10,($AE$9/C886),0)))","v":3.5116224386286219},3.5361701714012166,3.1268290892492283,0.33272110215337003,3.7214627792447885E-4,7.4895660067850756E-3,1.0630415439760732E-3,3.7740474729356599,8.8252660682416995E-2,2.2941106774890585E-2,1.7776176722992254E-3,5.9460402428879178E-5,3.7983456426804452E-5,50.150842303441003,0.92519325049440493,0.92518692537905611,0.93603112338026762,0.15502617737461977,0.15502617737461977,0.15502617737461977,0.15502617737461977,null,null,27.02671934190364,null,null,4.9768250289687136E-6,0,0,23.124122961537363]
[860,0.99652375434530682,4.9826187717265356,{"$f":"IF('Calculation Sheet'!$D$59=\"YES\",(Vcc_max-C887)*ILIM_FINAL_TOL,(Vcc_max-C887)*($AE$13+IF(C887>=$AE$8,$AE$7,0)+(IF(C887>=$AE$6,C887,0)/$AE$5)+IF(C887>$AE$10,($AE$9/C887),0)))","v":3.5087255790721681},3.5332733124136588,3.1273562681425942,0.33299029801893854,3.7246605219865003E-4,7.4959937477552252E-3,1.0621653268541031E-3,3.7711556918274454,8.8327347605066997E-2,2.2960743319885069E-2,1.7791447601234189E-3,5.951149771776798E-5,3.8016096346904504E-5,50.144946851653664,0.92585133858164026,0.92584500999311947,0.93669513993292153,0.15515582323935151,0.15515582323935151,0.15515582323935151,0.15515582323935151,null,null,27.028327772765628,null,null,4.9826187717265357E-6,0,0,23.116619078888036]
[861,0.99768250289687122,4.9884125144843567,{"$f":"IF('Calculation Sheet'!$D$59=\"YES\",(Vcc_max-C888)*ILIM_FINAL_TOL,(Vcc_max-C888)*($AE$13+IF(C888>=$AE$8,$AE$7,0)+(IF(C888>=$AE$6,C888,0)/$AE$5)+IF(C888>$AE$10,($AE$9/C888),0)))","v":3.5058287194485809},3.5303764533589659,3.1278787559964614,0.33325922577646017,3.7278556262254625E-4,7.5024161631342956E-3,1.061289109711705E-3,3.7682638547574938,8.8401969698125971E-2,2.298036344896115E-2,1.7806705868972372E-3,5.9562550855041252E-5,3.8048709340543496E-5,50.139034621702578,0.92650852215205948,0.92650219009823553,0.93735823845146626,0.15528535220771511,0.15528535220771511,0.15528535220771511,0.15528535220771511,null,null,27.029934520674562,null,null,4.988412514484357E-6,0,0,23.109100101028016]
[862,0.9988412514484355,4.9942062572421779,{"$f":"IF('Calculation Sheet'!$D$59=\"YES\",(Vcc_max-C889)*ILIM_FINAL_TOL,(Vcc_max-C889)*($AE$13+IF(C889>=$AE$8,$AE$7,0)+(IF(C889>=$AE$6,C889,0)/$AE$5)+IF(C889>$AE$10,($AE$9/C889),0)))","v":3.502931859757858},3.5274795942371386,3.1283965592376082,0.33352788544863232,3.731048091966116E-4,7.5088332529320567E-3,1.0604128925493228E-3,3.7653719623417343,8.8476526963007007E-2,2.2999967162211199E-2,1.7821951526215685E-3,5.9613561840254903E-5,3.8081295407721427E-5,50.133105634700264,0.92716480143578917,0.92715846592452822,0.93802041917256407,0.15541476428422296,0.15541476428422296,0.15541476428422296,0.15541476428422296,null,null,27.031539585841411,null,null,4.9942062572421783E-6,0,0,23.101566048858853]
[863,0.99999999999999978,4.9999999999999991,{"$f":"IF('Calculation Sheet'!$D$59=\"YES\",(Vcc_max-C890)*ILIM_FINAL_TOL,(Vcc_max-C890)*($AE$13+IF(C890>=$AE$8,$AE$7,0)+(IF(C890>=$AE$6,C890,0)/$AE$5)+IF(C890>$AE$10,($AE$9/C890),0)))","v":3.5000350000000005},3.5245827350481762,3.1289096842840083,0.33379627705815196,3.7342379192040198E-4,7.5152450171578344E-3,1.0595366753665125E-3,3.7624800151893067,8.8551019401122755E-2,2.3019554459727143E-2,1.7837184572964127E-3,5.9664530673853022E-5,3.8113854548882387E-5,50.127159911718337,0.92782017666289818,0.92781383770206194,0.93868168233281635,0.15554405947338701,0.15554405947338701,0.15554405947338701,0.15554405947338701,null,null,27.033142968477094,null,null,4.9999999999999987E-6,0,0,23.094016943241243]
[864,1.0011587485515641,5.0057937427578212,{"$f":"IF('Calculation Sheet'!$D$59=\"YES\",(Vcc_max-C891)*ILIM_FINAL_TOL,(Vcc_max-C891)*($AE$13+IF(C891>=$AE$8,$AE$7,0)+(IF(C891>=$AE$6,C891,0)/$AE$5)+IF(C891>$AE$10,($AE$9/C891),0)))","v":3.4971381401750072},3.521685875792079,3.1294181375448424,0.33406440062771336,3.7374251079436149E-4,7.5216514558213987E-3,1.0586604581632741E-3,3.7595880139026403,8.8625447013886305E-2,2.3039125341601352E-2,1.785240500922658E-3,5.9715457355835611E-5,3.8146386763582285E-5,50.121197473787696,0.92847464806339675,0.92846830566084337,0.93934202816876367,0.15567323777971964,0.15567323777971964,0.15567323777971964,0.15567323777971964,null,null,27.034744668792488,null,null,5.0057937427578209E-6,0,0,23.086452804995208]
[865,1.0023174971031283,5.0115874855156424,{"$f":"IF('Calculation Sheet'!$D$59=\"YES\",(Vcc_max-C892)*ILIM_FINAL_TOL,(Vcc_max-C892)*($AE$13+IF(C892>=$AE$8,$AE$7,0)+(IF(C892>=$AE$6,C892,0)/$AE$5)+IF(C892>$AE$10,($AE$9/C892),0)))","v":3.4942412802828802},3.5187890164688471,3.1299219254205104,0.33433225618000906,3.7406096581849013E-4,7.5280525689325195E-3,1.0577842409400517E-3,3.7566959590775246,8.869980980271075E-2,2.3058679807925309E-2,1.7867612835007485E-3,5.9766341885758578E-5,3.8178892051821123E-5,50.115218341898789,0.92912821586723648,0.92912187003082014,0.94000145691688486,0.15580229920773281,0.15580229920773281,0.15580229920773281,0.15580229920773281,null,null,27.036344686998408,null,null,5.0115874855156421E-6,0,0,23.078873654900381]
[866,1.0034762456546926,5.0173812282734636,{"$f":"IF('Calculation Sheet'!$D$59=\"YES\",(Vcc_max-C893)*ILIM_FINAL_TOL,(Vcc_max-C893)*($AE$13+IF(C893>=$AE$8,$AE$7,0)+(IF(C893>=$AE$6,C893,0)/$AE$5)+IF(C893>$AE$10,($AE$9/C893),0)))","v":3.4913444203236175},3.51589215707848,3.1304210543026438,0.33459984373772933,3.743791569927879E-4,7.5344483565009668E-3,1.0569080236964012E-3,3.7538038513031848,8.8774107769008292E-2,2.3078217858791383E-2,1.7882808050311283E-3,5.9817184264066015E-5,3.82113704135989E-5,50.109222537001635,0.92978088030430994,0.92977453104188124,0.94065996881359837,0.15593124376193845,0.15593124376193845,0.15593124376193845,0.15593124376193845,null,null,27.037943023305655,null,null,5.0173812282734634E-6,0,0,23.071279513695981]
[867,1.0046349942062571,5.0231749710312865,{"$f":"IF('Calculation Sheet'!$D$59=\"YES\",(Vcc_max-C894)*ILIM_FINAL_TOL,(Vcc_max-C894)*($AE$13+IF(C894>=$AE$8,$AE$7,0)+(IF(C894>=$AE$6,C894,0)/$AE$5)+IF(C894>$AE$10,($AE$9/C894),0)))","v":3.48844756029722},3.5129952976209777,3.130915530574117,0.33486716332356359,3.7469708431725479E-4,7.5408388185360664E-3,1.0560318064323226E-3,3.7509116911623517,8.8848340914192026E-2,2.3097739494291503E-2,1.7897990655142415E-3,5.986798449075792E-5,3.8243821848915616E-5,50.103210080006214,0.93043264160445194,0.93042628892385792,0.94131756409526135,0.15606007144684764,0.15606007144684764,0.15606007144684764,0.15606007144684764,null,null,27.039539677924964,null,null,5.0231749710312864E-6,0,0,23.06367040208125]
[868,1.0057937427578214,5.0289687137891077,{"$f":"IF('Calculation Sheet'!$D$59=\"YES\",(Vcc_max-C895)*ILIM_FINAL_TOL,(Vcc_max-C895)*($AE$13+IF(C895>=$AE$8,$AE$7,0)+(IF(C895>=$AE$6,C895,0)/$AE$5)+IF(C895>$AE$10,($AE$9/C895),0)))","v":3.4855507002036874},3.5100984380963407,3.1314053606090599,0.33513421496019768,3.7501474779144672E-4,7.5472239550475884E-3,1.0551555891478159E-3,3.748019479231337,8.8922509239674596E-2,2.3117244714517593E-2,1.7913160649505322E-3,5.9918742565834293E-5,3.8276246357771271E-5,50.097180991782487,0.93108349999743822,0.93107714390652196,0.94197424299817056,0.1561887822669723,0.1561887822669723,0.1561887822669723,0.1561887822669723,null,null,27.041134651067019,null,null,5.0289687137891077E-6,0,0,23.056046340715469]
[869,1.0069524913093857,5.0347624565469289,{"$f":"IF('Calculation Sheet'!$D$59=\"YES\",(Vcc_max-C896)*ILIM_FINAL_TOL,(Vcc_max-C896)*($AE$13+IF(C896>=$AE$8,$AE$7,0)+(IF(C896>=$AE$6,C896,0)/$AE$5)+IF(C896>$AE$10,($AE$9/C896),0)))","v":3.48265384004302},3.5072015785045689,3.1318905507728694,0.33540099867031659,3.7533214741580778E-4,7.5536037660453026E-3,1.0542793718433252E-3,3.7451272160801006,8.8996612746868653E-2,2.3136733519562025E-2,1.7928318033404445E-3,5.9969458488851046E-5,3.8308643940165865E-5,50.091135293160647,0.93173345571298682,0.93172709621958694,0.94263000575856104,0.15631737622682307,0.15631737622682307,0.15631737622682307,0.15631737622682307,null,null,27.042727942942463,null,null,5.034762456546929E-6,0,0,23.048407350218184]
[870,1.00811123986095,5.040556199304751,{"$f":"IF('Calculation Sheet'!$D$59=\"YES\",(Vcc_max-C897)*ILIM_FINAL_TOL,(Vcc_max-C897)*($AE$13+IF(C897>=$AE$8,$AE$7,0)+(IF(C897>=$AE$6,C897,0)/$AE$5)+IF(C897>$AE$10,($AE$9/C897),0)))","v":3.4797569798152179},3.5043047188456624,3.1323711074222218,0.33566751447660348,3.7564928319033797E-4,7.5599782515389791E-3,1.0534031545184064E-3,3.7422349022723211,8.9070651437187287E-2,2.3156205909516725E-2,1.7943462806848665E-3,6.0020132260252268E-5,3.8341014596099399E-5,50.08507300493131,0.9323825089807567,0.93237614609270869,0.94328485261260786,0.15644585333091143,0.15644585333091143,0.15644585333091143,0.15644585333091143,null,null,27.04431955376192,null,null,5.0405561993047511E-6,0,0,23.04075345116939]
[871,1.0092699884125143,5.0463499420625721,{"$f":"IF('Calculation Sheet'!$D$59=\"YES\",(Vcc_max-C898)*ILIM_FINAL_TOL,(Vcc_max-C898)*($AE$13+IF(C898>=$AE$8,$AE$7,0)+(IF(C898>=$AE$6,C898,0)/$AE$5)+IF(C898>$AE$10,($AE$9/C898),0)))","v":3.4768601195202806},3.5014078591196207,3.1328470369050843,0.33593376240173889,3.7596615511503728E-4,7.5663474115379437E-3,1.0525269371730595E-3,3.7393425383654666,8.9144625312042702E-2,2.3175661884473175E-2,1.7958594969842423E-3,6.0070763880037958E-5,3.8373358326015961E-5,50.07899414784567,0.93303066003034862,0.93302429375548401,0.94393878379642437,0.15657421358374801,0.15657421358374801,0.15657421358374801,0.15657421358374801,null,null,27.04590948373593,null,null,5.0463499420625724E-6,0,0,23.03308466410974]
[872,1.0104287369640785,5.0521436848203933,{"$f":"IF('Calculation Sheet'!$D$59=\"YES\",(Vcc_max-C899)*ILIM_FINAL_TOL,(Vcc_max-C899)*($AE$13+IF(C899>=$AE$8,$AE$7,0)+(IF(C899>=$AE$6,C899,0)/$AE$5)+IF(C899>$AE$10,($AE$9/C899),0)))","v":3.4739632591582095},3.4985109993264443,3.1333183455607276,0.33619974246840201,3.7628276318990572E-4,7.5727112460519663E-3,1.0516507198077285E-3,3.7364501249108613,8.9218534372847547E-2,2.3195101444523747E-2,1.7973714522390161E-3,6.0121353347764028E-5,3.8405675129471462E-5,50.072898742615628,0.93367790909130477,0.93367153943745151,0.94459179954606354,0.15670245698984386,0.15670245698984386,0.15670245698984386,0.15670245698984386,null,null,27.047497733075012,null,null,5.0521436848203937E-6,0,0,23.025401009540616]
[873,1.0115874855156428,5.0579374275782145,{"$f":"IF('Calculation Sheet'!$D$59=\"YES\",(Vcc_max-C900)*ILIM_FINAL_TOL,(Vcc_max-C900)*($AE$13+IF(C900>=$AE$8,$AE$7,0)+(IF(C900>=$AE$6,C900,0)/$AE$5)+IF(C900>$AE$10,($AE$9/C900),0)))","v":3.4710663987290022},3.4956141394661331,3.1337850397197369,0.33646545469927025,3.7659910741538738E-4,7.579069755090373E-3,1.0507745024215254E-3,3.7335576624537552,8.9292378621014468E-2,2.321452458976081E-2,1.7988821464496318E-3,6.0171900663874567E-5,3.8437965006465902E-5,50.06678680991407,0.93432425639310868,0.93431788336809163,0.94524390009751702,0.15683058355370916,0.15683058355370916,0.15683058355370916,0.15683058355370916,null,null,27.049084301989634,null,null,5.0579374275782141E-6,0,0,23.017702507924437]
[874,1.0127462340672073,5.0637311703360375,{"$f":"IF('Calculation Sheet'!$D$59=\"YES\",(Vcc_max-C901)*ILIM_FINAL_TOL,(Vcc_max-C901)*($AE$13+IF(C901>=$AE$8,$AE$7,0)+(IF(C901>=$AE$6,C901,0)/$AE$5)+IF(C901>$AE$10,($AE$9/C901),0)))","v":3.4681695382326603},3.4927172795386863,3.1342471257040248,0.33673089911701881,3.7691518779103816E-4,7.5854229386633776E-3,1.0498982850153382E-3,3.7306651515333886,8.9366158057955669E-2,2.3233931320275847E-2,1.8003915796165337E-3,6.0222405828369574E-5,3.8470227956999281E-5,50.060658370374981,0.93496970216518616,0.93496332577682573,0.94589508568671654,0.15695859327985406,0.15695859327985406,0.15695859327985406,0.15695859327985406,null,null,27.050669190690211,null,null,5.0637311703360371E-6,0,0,23.009989179684769]
[875,1.0139049826187716,5.0695249130938587,{"$f":"IF('Calculation Sheet'!$D$59=\"YES\",(Vcc_max-C902)*ILIM_FINAL_TOL,(Vcc_max-C902)*($AE$13+IF(C902>=$AE$8,$AE$7,0)+(IF(C902>=$AE$6,C902,0)/$AE$5)+IF(C902>$AE$10,($AE$9/C902),0)))","v":3.4652726776691831},3.4898204195441052,3.1347046098268425,0.33699607574432067,3.7723100431685808E-4,7.5917707967803061E-3,1.0490220675891671E-3,3.7277725926830616,8.9439872685084243E-2,2.3253321636161228E-2,1.8018997517406099E-3,6.027286884124905E-5,3.85024639810716E-5,50.054513444593624,0.9356142466369044,0.935607866893017,0.94654535654953209,0.1570864861727892,0.1570864861727892,0.1570864861727892,0.1570864861727892,null,null,27.052252399387132,null,null,5.0695249130938584E-6,0,0,23.002261045206492]
[876,1.0150637311703359,5.0753186558516798,{"$f":"IF('Calculation Sheet'!$D$59=\"YES\",(Vcc_max-C903)*ILIM_FINAL_TOL,(Vcc_max-C903)*($AE$13+IF(C903>=$AE$8,$AE$7,0)+(IF(C903>=$AE$6,C903,0)/$AE$5)+IF(C903>$AE$10,($AE$9/C903),0)))","v":3.4623758170385721},3.4869235594823889,3.1351574983927915,0.33726098460384701,3.7754655699284712E-4,7.5981133294509284E-3,1.0481458501421237E-3,3.7248799864301958,8.9513522503812393E-2,2.3272695537508881E-2,1.8034066628218604E-3,6.0323289702068905E-5,3.8534673078682857E-5,50.048352053126671,0.93625789003757198,0.93625150694597048,0.94719471292177282,0.15721426223702428,0.15721426223702428,0.15721426223702428,0.15721426223702428,null,null,27.053833928290711,null,null,5.0753186558516797E-6,0,0,22.99451812483596]
[877,1.0162224797219002,5.0811123986095019,{"$f":"IF('Calculation Sheet'!$D$59=\"YES\",(Vcc_max-C904)*ILIM_FINAL_TOL,(Vcc_max-C904)*($AE$13+IF(C904>=$AE$8,$AE$7,0)+(IF(C904>=$AE$6,C904,0)/$AE$5)+IF(C904>$AE$10,($AE$9/C904),0)))","v":3.459478956340825},3.4840266993535378,3.1356057976978366,0.33752562571826772,3.7786184581900528E-4,7.6044505366845705E-3,1.0472696326750963E-3,3.721987333296402,8.9587107515552322E-2,2.329205302441073E-2,1.8049123128611733E-3,6.0373668411273229E-5,3.8566855249833054E-5,50.042174216492427,0.93690063259643974,0.936894246164933,0.94784315503918792,0.15734192147706949,0.15734192147706949,0.15734192147706949,0.15734192147706949,null,null,27.055413777611246,null,null,5.0811123986095018E-6,0,0,22.986760438881181]
[878,1.0173812282734644,5.0869061413673231,{"$f":"IF('Calculation Sheet'!$D$59=\"YES\",(Vcc_max-C905)*ILIM_FINAL_TOL,(Vcc_max-C905)*($AE$13+IF(C905>=$AE$8,$AE$7,0)+(IF(C905>=$AE$6,C905,0)/$AE$5)+IF(C905>$AE$10,($AE$9/C905),0)))","v":3.4565820955759432},3.4811298391575516,3.1360495140293159,0.33778999911025043,3.7817687079577667E-4,7.6107824184914463E-3,1.0463934151876408E-3,3.7190946337975426,8.9660627721716679E-2,2.3311394096958704E-2,1.8064167018589927E-3,6.0424004968862022E-5,3.859901049452219E-5,50.03597995517103,0.93754247454269946,0.93753608477909278,0.94849068313746532,0.1574694638974341,0.1574694638974341,0.1574694638974341,0.1574694638974341,null,null,27.056991947558981,null,null,5.0869061413673231E-6,0,0,22.978988007612049]
[879,1.0185399768250287,5.0926998841251443,{"$f":"IF('Calculation Sheet'!$D$59=\"YES\",(Vcc_max-C906)*ILIM_FINAL_TOL,(Vcc_max-C906)*($AE$13+IF(C906>=$AE$8,$AE$7,0)+(IF(C906>=$AE$6,C906,0)/$AE$5)+IF(C906>$AE$10,($AE$9/C906),0)))","v":3.4536852347439275},3.4782329788944306,3.1364886536659546,0.33805410480246012,3.7849163192271718E-4,7.6171089748808818E-3,1.0455171976802013E-3,3.7162018884437953,8.9734083123717667E-2,2.3330718755244728E-2,1.8079198298157628E-3,6.0474299374391194E-5,3.8631138813194354E-5,50.029769289604474,0.93818341610548472,0.93817702301757988,0.94913729745223208,0.15759688950262785,0.15759688950262785,0.15759688950262785,0.15759688950262785,null,null,27.058568438344111,null,null,5.0926998841251444E-6,0,0,22.971200851260363]
[880,1.019698725376593,5.0984936268829655,{"$f":"IF('Calculation Sheet'!$D$59=\"YES\",(Vcc_max-C907)*ILIM_FINAL_TOL,(Vcc_max-C907)*($AE$13+IF(C907>=$AE$8,$AE$7,0)+(IF(C907>=$AE$6,C907,0)/$AE$5)+IF(C907>$AE$10,($AE$9/C907),0)))","v":3.4507883738447762},3.4753361185641749,3.1369232228778752,0.33831794281756089,3.7880612919982681E-4,7.6234302058622028E-3,1.0446409801518897E-3,3.7133090977397165,8.9807473722967934E-2,2.3350026999361173E-2,1.8094216967323717E-3,6.0524551628304835E-5,3.8663240205405458E-5,50.023542240196953,0.93882345751387097,0.93881706110946617,0.94978299821905443,0.15772419829715956,0.15772419829715956,0.15772419829715956,0.15772419829715956,null,null,27.060143250176772,null,null,5.0984936268829657E-6,0,0,22.963398990020181]
[881,1.0208574739281573,5.1042873696407876,{"$f":"IF('Calculation Sheet'!$D$59=\"YES\",(Vcc_max-C908)*ILIM_FINAL_TOL,(Vcc_max-C908)*($AE$13+IF(C908>=$AE$8,$AE$7,0)+(IF(C908>=$AE$6,C908,0)/$AE$5)+IF(C908>$AE$10,($AE$9/C908),0)))","v":3.4478915128784902},3.472439258166784,3.1373532279266101,0.33858151317821461,3.7912036262754967E-4,7.6297461114456233E-3,1.043764762603594E-3,3.7104162621843026,8.9880799520879684E-2,2.3369318829399965E-2,1.8109223026088195E-3,6.0574761730602944E-5,3.8695314671155501E-5,50.01729882731486,0.9394625989968759,0.93945619928376489,0.95042778567343822,0.15785139028553896,0.15785139028553896,0.15785139028553896,0.15785139028553896,null,null,27.061716383267083,null,null,5.1042873696407878E-6,0,0,22.955582444047778]
[882,1.0220162224797218,5.1100811123986096,{"$f":"IF('Calculation Sheet'!$D$59=\"YES\",(Vcc_max-C909)*ILIM_FINAL_TOL,(Vcc_max-C909)*($AE$13+IF(C909>=$AE$8,$AE$7,0)+(IF(C909>=$AE$6,C909,0)/$AE$5)+IF(C909>$AE$10,($AE$9/C909),0)))","v":3.4449946518450685},3.4695423977022579,3.1377786750651135,0.33884481590708138,3.7943433220544165E-4,7.6360566916404693E-3,1.0428885450348702E-3,3.70752338227105,8.995406051886512E-2,2.3388594245453032E-2,1.8124216474459942E-3,6.0624929681285522E-5,3.8727362210444483E-5,50.011039071287094,0.94010084078345768,0.94009443776943113,0.95107166005082844,0.15797846547227445,0.15797846547227445,0.15797846547227445,0.15797846547227445,null,null,27.063287837825111,null,null,5.11008111239861E-6,0,0,22.947751233461982]
[883,1.0231749710312861,5.1158748551564308,{"$f":"IF('Calculation Sheet'!$D$59=\"YES\",(Vcc_max-C910)*ILIM_FINAL_TOL,(Vcc_max-C910)*($AE$13+IF(C910>=$AE$8,$AE$7,0)+(IF(C910>=$AE$6,C910,0)/$AE$5)+IF(C910>$AE$10,($AE$9/C910),0)))","v":3.4420977907445129},3.4666455371705975,3.1381995705377728,0.33910785102681817,3.7974803793394685E-4,7.6423619464565107E-3,1.0420123274461623E-3,3.7046304584880199,9.0027256718336446E-2,2.3407853247612298E-2,1.81391973124434E-3,6.067505547990848E-5,3.8759382823272404E-5,50.004762992405091,0.94073818310251767,0.9407317767953618,0.95171462158660924,0.15810542386187532,0.15810542386187532,0.15810542386187532,0.15810542386187532,null,null,27.064857614060859,null,null,5.1158748551564304E-6,0,0,22.939905378344232]
[884,1.0243337195828504,5.1216685979142529,{"$f":"IF('Calculation Sheet'!$D$59=\"YES\",(Vcc_max-C911)*ILIM_FINAL_TOL,(Vcc_max-C911)*($AE$13+IF(C911>=$AE$8,$AE$7,0)+(IF(C911>=$AE$6,C911,0)/$AE$5)+IF(C911>$AE$10,($AE$9/C911),0)))","v":3.4392009295768213},3.463748676571802,3.1386159205804196,0.33937061856008155,3.8006147981262117E-4,7.6486618759030733E-3,1.0411361098370264E-3,3.7017374913178926,9.010038812070631E-2,2.3427095835969691E-2,1.815416554004301E-3,6.0725139126915906E-5,3.8791376509639264E-5,49.998470610923071,0.94137462618289769,0.9413682165903956,0.95235667051610395,0.15823226545884994,0.15823226545884994,0.15823226545884994,0.15823226545884994,null,null,27.066425712184305,null,null,5.1216685979142526E-6,0,0,22.932044898738766]
[885,1.0254924681344146,5.1274623406720741,{"$f":"IF('Calculation Sheet'!$D$59=\"YES\",(Vcc_max-C912)*ILIM_FINAL_TOL,(Vcc_max-C912)*($AE$13+IF(C912>=$AE$8,$AE$7,0)+(IF(C912>=$AE$6,C912,0)/$AE$5)+IF(C912>$AE$10,($AE$9/C912),0)))","v":3.4363040683419963},3.4608518159058717,3.1390277314203434,0.33963311852952538,3.8037465784190871E-4,7.6549564799903713E-3,1.0402598922074624E-3,3.6988444812380306,9.0173454727386471E-2,2.3446322010617582E-2,1.8169121157263213E-3,6.0775180622307801E-5,3.8823343269545063E-5,49.992161947058179,0.9420101702533823,0.9420037573833131,0.95299780707457593,0.15835899026770672,0.15835899026770672,0.15835899026770672,0.15835899026770672,null,null,27.067992132405365,null,null,5.1274623406720739E-6,0,0,22.924169814652814]
[886,1.0266512166859789,5.1332560834298953,{"$f":"IF('Calculation Sheet'!$D$59=\"YES\",(Vcc_max-C913)*ILIM_FINAL_TOL,(Vcc_max-C913)*($AE$13+IF(C913>=$AE$8,$AE$7,0)+(IF(C913>=$AE$6,C913,0)/$AE$5)+IF(C913>$AE$10,($AE$9/C913),0)))","v":3.4334072070400352},3.4579549551728066,3.1394350092763017,0.33989535095780221,3.8068757202136538E-4,7.6612457587277305E-3,1.0393836745574703E-3,3.6959514287205359,9.0246456539789133E-2,2.3465531771647452E-2,1.8184064164108449E-3,6.0825179965640075E-5,3.8855283102989802E-5,49.985837020990573,0.94264481554269741,0.94263839940283622,0.95363803149722726,0.15848559829295406,0.15848559829295406,0.15848559829295406,0.15848559829295406,null,null,27.069556874933934,null,null,5.1332560834298951E-6,0,0,22.916280146056639]
[887,1.0278099652375432,5.1390498261877173,{"$f":"IF('Calculation Sheet'!$D$59=\"YES\",(Vcc_max-C914)*ILIM_FINAL_TOL,(Vcc_max-C914)*($AE$13+IF(C914>=$AE$8,$AE$7,0)+(IF(C914>=$AE$6,C914,0)/$AE$5)+IF(C914>$AE$10,($AE$9/C914),0)))","v":3.4305103456709398},3.4550580943726064,3.1398377603585317,0.34015731586756193,3.8100022235143527E-4,7.6675297121249208E-3,1.0385074568874941E-3,3.6930583342323087,9.0319393559326944E-2,2.3484725119151673E-2,1.81989945605876E-3,6.0875137157356818E-5,3.8887196010417568E-5,49.979495852863685,0.94327856227951079,0.94327214287762917,0.95427734401919961,0.15861208953909989,0.15861208953909989,0.15861208953909989,0.15861208953909989,null,null,27.071119939979841,null,null,5.1390498261877173E-6,0,0,22.908375912883844]
[888,1.0289687137891075,5.1448435689455385,{"$f":"IF('Calculation Sheet'!$D$59=\"YES\",(Vcc_max-C915)*ILIM_FINAL_TOL,(Vcc_max-C915)*($AE$13+IF(C915>=$AE$8,$AE$7,0)+(IF(C915>=$AE$6,C915,0)/$AE$5)+IF(C915>$AE$10,($AE$9/C915),0)))","v":3.4276134842347092},3.4521612335052714,3.1402359908687627,0.34041901328145308,3.8131260883211837E-4,7.6738083401912682E-3,1.0376312391966458E-3,3.6901651982351038,9.0392265787411219E-2,2.3503902053222614E-2,1.8213912346705108E-3,6.0925052197458029E-5,3.8919081991384274E-5,49.973138462784313,0.94391141069243201,0.94390498803629796,0.95491574487557385,0.15873846401065217,0.15873846401065217,0.15873846401065217,0.15873846401065217,null,null,27.072681327752875,null,null,5.1448435689455386E-6,0,0,22.900457135031438]
[889,1.0301274623406718,5.1506373117033597,{"$f":"IF('Calculation Sheet'!$D$59=\"YES\",(Vcc_max-C916)*ILIM_FINAL_TOL,(Vcc_max-C916)*($AE$13+IF(C916>=$AE$8,$AE$7,0)+(IF(C916>=$AE$6,C916,0)/$AE$5)+IF(C916>$AE$10,($AE$9/C916),0)))","v":3.4247166227313435},3.4492643725708012,3.1406297070002269,0.34068044322212199,3.816247314629706E-4,7.6800816429365426E-3,1.0367550214862575E-3,3.6872720211855876,9.0465073225454606E-2,2.3523062573951758E-2,1.8228817522460972E-3,6.0974925085499621E-5,3.895094104588992E-5,49.966764870822715,0.94454336101001246,0.94453693510739001,0.9555532343013704,0.15886472171211841,0.15886472171211841,0.15886472171211841,0.15886472171211841,null,null,27.074241038462773,null,null,5.1506373117033599E-6,0,0,22.892523832359942]
[890,1.0312862108922363,5.1564310544611827,{"$f":"IF('Calculation Sheet'!$D$59=\"YES\",(Vcc_max-C917)*ILIM_FINAL_TOL,(Vcc_max-C917)*($AE$13+IF(C917>=$AE$8,$AE$7,0)+(IF(C917>=$AE$6,C917,0)/$AE$5)+IF(C917>$AE$10,($AE$9/C917),0)))","v":3.421819761160843},3.4463675115691959,3.141018914937673,0.34094160571221321,3.8193659024443605E-4,7.6863496203705139E-3,1.0358788037549971E-3,3.6843788035353939,9.0537815874868866E-2,2.3542206681431033E-2,1.8243710087864073E-3,6.102475582192568E-5,3.8982773173934504E-5,49.960375097012935,0.94517441346074538,0.94516798431939497,0.95618981253154889,0.15899086264800655,0.15899086264800655,0.15899086264800655,0.15899086264800655,null,null,27.075799072319256,null,null,5.1564310544611828E-6,0,0,22.884576024693679]
[891,1.0324449594438005,5.1622247972190038,{"$f":"IF('Calculation Sheet'!$D$59=\"YES\",(Vcc_max-C918)*ILIM_FINAL_TOL,(Vcc_max-C918)*($AE$13+IF(C918>=$AE$8,$AE$7,0)+(IF(C918>=$AE$6,C918,0)/$AE$5)+IF(C918>$AE$10,($AE$9/C918),0)))","v":3.4189228995232073},3.4434706505004562,3.1414036208573748,0.34120250077436909,3.8224818517651471E-4,7.6926122725029522E-3,1.0350025860037526E-3,3.6814855457311815,9.06104937370662E-2,2.3561334375752807E-2,1.8258590042923295E-3,6.1074544406736209E-5,3.9014578375518028E-5,49.953969161352767,0.9458045682730658,0.94579813590074391,0.95682547980100896,0.15911688682282366,0.15911688682282366,0.15911688682282366,0.15911688682282366,null,null,27.077355429531966,null,null,5.1622247972190041E-6,0,0,22.8766137318208]
[892,1.0336037079953648,5.168018539976825,{"$f":"IF('Calculation Sheet'!$D$59=\"YES\",(Vcc_max-C919)*ILIM_FINAL_TOL,(Vcc_max-C919)*($AE$13+IF(C919>=$AE$8,$AE$7,0)+(IF(C919>=$AE$6,C919,0)/$AE$5)+IF(C919>$AE$10,($AE$9/C919),0)))","v":3.4160260378184377},3.4405737893645814,3.1417838309271451,0.34146312843123061,3.8255951625920659E-4,7.6988695993431833E-3,1.03412636823208E-3,3.6785922482146853,9.068310681345837E-2,2.3580445657009008E-2,1.8273457387638636E-3,6.1124290839931206E-5,3.904635665064049E-5,49.947547083803975,0.94643382567535062,0.94642739007981058,0.95746023634458899,0.15924279424107723,0.15924279424107723,0.15924279424107723,0.15924279424107723,null,null,27.078910110310517,null,null,5.1680185399768254E-6,0,0,22.868636973493459]
[893,1.0347624565469291,5.1738122827346462,{"$f":"IF('Calculation Sheet'!$D$59=\"YES\",(Vcc_max-C920)*ILIM_FINAL_TOL,(Vcc_max-C920)*($AE$13+IF(C920>=$AE$8,$AE$7,0)+(IF(C920>=$AE$6,C920,0)/$AE$5)+IF(C920>$AE$10,($AE$9/C920),0)))","v":3.4131291760465325},3.4376769281615718,3.1421595513063467,0.34172348870543612,3.8287058349251168E-4,7.7051216009009771E-3,1.0332501504399794E-3,3.6756989114227734,9.0755655105457578E-2,2.3599540525291562E-2,1.8288312122018979E-3,6.1173995121066582E-5,3.9078107999301892E-5,49.941108884292468,0.94706218589591895,0.94705574708491014,0.95809408239706739,0.1593685849072739,0.1593685849072739,0.1593685849072739,0.1593685849072739,null,null,27.080463114864468,null,null,5.1738122827346459E-6,0,0,22.860645769428]
[894,1.0359212050984934,5.1796060254924683,{"$f":"IF('Calculation Sheet'!$D$59=\"YES\",(Vcc_max-C921)*ILIM_FINAL_TOL,(Vcc_max-C921)*($AE$13+IF(C921>=$AE$8,$AE$7,0)+(IF(C921>=$AE$6,C921,0)/$AE$5)+IF(C921>$AE$10,($AE$9/C921),0)))","v":3.4102323142074926},3.4347800668914275,3.1425307881459039,0.34198358161962306,3.8318138687643E-4,7.7113682771861036E-3,1.0323739326274506E-3,3.6728055357874996,9.0828138614475584E-2,2.3618618980692396E-2,1.8303154246064324E-3,6.1223657250586427E-5,3.9109832421502233E-5,49.934654582708419,0.94768964916303178,0.9476832071442991,0.95872701819316131,0.15949425882592116,0.15949425882592116,0.15949425882592116,0.15949425882592116,null,null,27.082014443403352,null,null,5.179606025492468E-6,0,0,22.852640139305066]
[895,1.0370799536500577,5.1853997682502895,{"$f":"IF('Calculation Sheet'!$D$59=\"YES\",(Vcc_max-C922)*ILIM_FINAL_TOL,(Vcc_max-C922)*($AE$13+IF(C922>=$AE$8,$AE$7,0)+(IF(C922>=$AE$6,C922,0)/$AE$5)+IF(C922>$AE$10,($AE$9/C922),0)))","v":3.4073354523013175},3.4318832055541479,3.1428975475883139,0.34224340719642576,3.8349192641096153E-4,7.7176096282078888E-3,1.0314977147949378E-3,3.6699121217361572,9.0900557341924593E-2,2.3637681023303436E-2,1.8317983759783552E-3,6.1273277228490741E-5,3.9141529917241513E-5,49.928184198906393,0.94831621570489188,0.94830977048617715,0.95935904396752791,0.15961981600152519,0.15961981600152519,0.15961981600152519,0.15961981600152519,null,null,27.083564096136634,null,null,5.1853997682502893E-6,0,0,22.84462010276976]
[896,{"$f":"($AE$11/2000)*(A923)","v":1.038238702201622},{"$f":"$AE$13*B923*10^-3/($AE$4*10^-6)","v":5.1911935110081107},{"$f":"IF('Calculation Sheet'!$D$59=\"YES\",(Vcc_max-C923)*ILIM_FINAL_TOL,(Vcc_max-C923)*($AE$13+IF(C923>=$AE$8,$AE$7,0)+(IF(C923>=$AE$6,C923,0)/$AE$5)+IF(C923>$AE$10,($AE$9/C923),0)))","v":3.4044385903280086},3.4289863441497337,3.1432598357676582,0.34250296545847769,3.8380220209610627E-4,7.7238456539765465E-3,1.0306214969419969E-3,3.6670186696913301,9.0972911289215919E-2,2.3656726653217053E-2,1.8332800663181104E-3,6.1322855054335434E-5,3.9173200486963822E-5,49.921697752705512,0.94894188574964344,0.94893543733868491,0.959990159954764,0.15974525643859261,0.15974525643859261,0.15974525643859261,0.15974525643859261,null,null,27.085112073273745,null,null,{"$f":"IF(C923>=$AE$6,C923,0)/$AE$5","v":5.1911935110081106E-6},{"$f":"IF(C923>=$AE$8,$AE$7,0)","v":0},{"$f":"IF(C923>$AE$10,($AE$9/C923),0)","v":0},{"$f":"(Q923-AA923)*IF((Vcc_max-C923)>$F$4,1,0)","v":22.836585679431767}]
[897,1.0393974507531865,5.1969872537659336,{"$f":"IF('Calculation Sheet'!$D$59=\"YES\",(Vcc_max-C924)*ILIM_FINAL_TOL,(Vcc_max-C924)*($AE$13+IF(C924>=$AE$8,$AE$7,0)+(IF(C924>=$AE$6,C924,0)/$AE$5)+IF(C924>$AE$10,($AE$9/C924),0)))","v":3.4015417282875626},{"$f":"(D923+((((EXP(-(B924-B923)*10^-3/$F$14)))*(E923-D923))))","v":3.4260894826781838},{"$f":"(D923+((((EXP(-(B924-B923)*10^-3/$F$15)))*(F923-D923))))","v":3.1436176588096152},{"$f":"(D923+((((EXP(-(B924-B923)*10^-3/$F$16)))*(G923-D923))))","v":0.34276225642840963},{"$f":"(D923+((((EXP(-(B924-B923)*10^-3/$F$17)))*(H923-D923))))","v":3.8411221393186423E-4},{"$f":"(D923+((((EXP(-(B924-B923)*10^-3/$F$18)))*(I923-D923))))","v":7.7300763545014028E-3},{"$f":"(D923+((((EXP(-(B924-B923)*10^-3/$F$19)))*(JX923-D923))))","v":1.029745279069072E-3},{"$f":"(D923+((((EXP(-(B924-B923)*10^-3/$F$20)))*(K923-D923))))","v":3.6641251800709456},{"$f":"(D923+((((EXP(-(B924-B923)*10^-3/$F$21)))*(L923-D923))))","v":9.1045200457761766E-2},{"$f":"(D923+((((EXP(-(B924-B923)*10^-3/$F$22)))*(M923-D923))))","v":2.3675755870525172E-2},1.8347604956261421E-3,6.1372390728564596E-5,3.9204844130225069E-5,49.915195263889586,{"$f":"(D923+((((EXP(-(B924-B923)*10^-3/$B$14)))*(R923-D923))))","v":0.94956665952537334},{"$f":"(D923+((((EXP(-(B924-B923)*10^-3/$B$15)))*(S923-D923))))","v":0.94956020792990525},{"$f":"(D923+((((EXP(-(B924-B923)*10^-3/$B$16)))*(T923-D923))))","v":0.96062036638940551},{"$f":"(D923+((((EXP(-(B924-B923)*10^-3/$B$17)))*(U923-D923))))","v":0.15987058014162958},{"$f":"(D923+((((EXP(-(B924-B923)*10^-3/$B$18)))*(V923-D923))))","v":0.15987058014162958},0.15987058014162958,0.15987058014162958,null,null,27.086658375024079,null,null,5.1969872537659336E-6,0,0,22.828536888865507]
[898,1.0405561993047507,5.2027809965237548,{"$f":"IF('Calculation Sheet'!$D$59=\"YES\",(Vcc_max-C925)*ILIM_FINAL_TOL,(Vcc_max-C925)*($AE$13+IF(C925>=$AE$8,$AE$7,0)+(IF(C925>=$AE$6,C925,0)/$AE$5)+IF(C925>$AE$10,($AE$9/C925),0)))","v":3.3986448661799828},3.4231926211394996,3.1439710228314701,0.34302128012885058,3.8442196191823541E-4,7.7363017297917835E-3,1.0288690611752749E-3,3.6612316532883273,9.1117424848973894E-2,2.3694768675319278E-2,{"$f":"(D924+((((EXP(-(B925-B924)*10^-3/$F$23)))*(N924-D924))))","v":1.8362396639033385E-3},{"$f":"(D924+((((EXP(-(B925-B924)*10^-3/$F$24)))*(O924-D924))))","v":6.1421884251178227E-5},{"$f":"(D924+((((EXP(-(B925-B924)*10^-3/$F$25)))*(P924-D924))))","v":3.9236460847025256E-5},{"$f":"$C$6+(E925*$G$14)+(F925*$G$15)+(G925*$G$16)+(H925*$G$17)+(I925*$G$18)+(J925*$G$19)+(K925*$G$20)+(L925*$G$21)+(M925*$G$22)","v":49.908676752207249},0.95019053726011027,0.9501840824878629,0.96124966350592844,0.15999578711514273,0.15999578711514273,{"$f":"(D924+((((EXP(-(B925-B924)*10^-3/$B$19)))*(W924-D924))))","v":0.15999578711514273},{"$f":"(D924+((((EXP(-(B925-B924)*10^-3/$B$20)))*(X924-D924))))","v":0.15999578711514273},null,null,{"$f":"$C$6+(R925*$C$14)+(S925*$C$15)+(T925*$C$16)+(U925*$C$17)+(V925*$C$18)+(W925*$C$19)+(X925*$C$20)","v":27.088203001596973},null,null,5.2027809965237548E-6,0,0,22.820473750610276]
[899,1.041714947856315,5.208574739281576,{"$f":"IF('Calculation Sheet'!$D$59=\"YES\",(Vcc_max-C926)*ILIM_FINAL_TOL,(Vcc_max-C926)*($AE$13+IF(C926>=$AE$8,$AE$7,0)+(IF(C926>=$AE$6,C926,0)/$AE$5)+IF(C926>$AE$10,($AE$9/C926),0)))","v":3.3957480040052688},3.4202957595336807,3.1443199339421279,0.34328003658242778,3.8473144605521981E-4,7.7425217798579027E-3,1.0279928432614938E-3,3.6583380897522426,9.1189584464264062E-2,2.3713765067692183E-2,1.8377175711496996E-3,6.1471335621732237E-5,3.9268050637364382E-5,49.902142237372118,0.95081351918182477,0.95080706124052483,0.9618780515387475,0.16012087736363778,0.16012087736363778,0.16012087736363778,0.16012087736363778,null,null,27.089745953201724,null,null,5.2085747392815761E-6,0,0,22.812396284170394]
[900,1.0428736964078793,5.2143684820393972,{"$f":"IF('Calculation Sheet'!$D$59=\"YES\",(Vcc_max-C927)*ILIM_FINAL_TOL,(Vcc_max-C927)*($AE$13+IF(C927>=$AE$8,$AE$7,0)+(IF(C927>=$AE$6,C927,0)/$AE$5)+IF(C927>$AE$10,($AE$9/C927),0)))","v":3.3928511417634191},3.4173988978607266,3.1446643982421238,0.34353852581176714,3.8504066634281742E-4,7.7487365047090861E-3,1.0271166253272845E-3,3.6554444898669547,9.126167930504403E-2,2.3732745047735371E-2,1.8391942173661135E-3,6.1520744840670716E-5,3.9299613501242447E-5,49.895591739062937,0.95143560551842921,0.95142914441579984,0.96250553072221745,0.16024585089162047,0.16024585089162047,0.16024585089162047,0.16024585089162047,null,null,27.09128723004758,null,null,5.2143684820393974E-6,0,0,22.804304509015356]
[901,1.0440324449594436,5.2201622247972184,{"$f":"IF('Calculation Sheet'!$D$59=\"YES\",(Vcc_max-C928)*ILIM_FINAL_TOL,(Vcc_max-C928)*($AE$13+IF(C928>=$AE$8,$AE$7,0)+(IF(C928>=$AE$6,C928,0)/$AE$5)+IF(C928>$AE$10,($AE$9/C928),0)))","v":3.3899542794544355},3.4145020361206377,3.1450044218236348,0.34379674783949143,3.8534962278102824E-4,7.7549459043551039E-3,1.0262404073730913E-3,3.6525508540322726,9.1333709372725558E-2,2.3751708615540768E-2,1.8406696025530245E-3,6.1570111907993663E-5,3.9331149438659452E-5,49.889025276923633,0.95205679649777863,0.95205033224153901,0.96313210129063309,0.16037070770359652,0.16037070770359652,0.16037070770359652,0.16037070770359652,null,null,27.092826832343746,null,null,5.2201622247972187E-6,0,0,22.796198444579886]
[902,1.0451911935110079,5.2259559675550395,{"$f":"IF('Calculation Sheet'!$D$59=\"YES\",(Vcc_max-C929)*ILIM_FINAL_TOL,(Vcc_max-C929)*($AE$13+IF(C929>=$AE$8,$AE$7,0)+(IF(C929>=$AE$6,C929,0)/$AE$5)+IF(C929>$AE$10,($AE$9/C929),0)))","v":3.3870574170783159},3.4116051743134141,3.1453400107704921,0.34405470268822258,3.8565831537029638E-4,7.7611499788052818E-3,1.0253641893980259E-3,3.6496571826435988,9.1405674668719961E-2,2.3770655771200744E-2,1.8421437267108765E-3,6.161943682325699E-5,3.9362658449615395E-5,49.882442870563551,0.95267709234766906,0.95267062494553478,0.96375776347822795,0.16049544780407166,0.16049544780407166,0.16049544780407166,0.16049544780407166,null,null,27.094364760299396,null,null,5.2259559675550392E-6,0,0,22.788078110264156]
[903,1.0463499420625721,5.2317497103128607,{"$f":"IF('Calculation Sheet'!$D$59=\"YES\",(Vcc_max-C930)*ILIM_FINAL_TOL,(Vcc_max-C930)*($AE$13+IF(C930>=$AE$8,$AE$7,0)+(IF(C930>=$AE$6,C930,0)/$AE$5)+IF(C930>$AE$10,($AE$9/C930),0)))","v":3.3841605546350624},3.4087083124390554,3.1456711711581913,0.34431239038057981,3.8596674411017773E-4,7.7673487280693898E-3,1.0244879714029764E-3,3.6467634760919796,9.1477575194439442E-2,2.3789586514806782E-2,1.8436165898401136E-3,6.1668719586904786E-5,3.9394140534110278E-5,49.875844539557555,0.95329649329583921,0.95329002275552233,0.96438251751917559,0.16062007119755073,0.16062007119755073,0.16062007119755073,0.16062007119755073,null,null,27.09590101412363,null,null,5.2317497103128604E-6,0,0,22.779943525433925]
[904,1.0475086906141364,5.2375434530706819,{"$f":"IF('Calculation Sheet'!$D$59=\"YES\",(Vcc_max-C931)*ILIM_FINAL_TOL,(Vcc_max-C931)*($AE$13+IF(C931>=$AE$8,$AE$7,0)+(IF(C931>=$AE$6,C931,0)/$AE$5)+IF(C931>$AE$10,($AE$9/C931),0)))","v":3.3812636921246728},3.4058114504975618,3.145997909053905,0.34456981093918104,3.862749090006723E-4,7.7735421521571979E-3,1.023611753387943E-3,3.6438697347641513,9.1549410951295318E-2,2.3808500846451253E-2,1.845088191941624E-3,6.171796019893705E-5,3.94255956921441E-5,49.869230303446152,0.95391499956997006,0.95390852589917863,0.96500636364758918,0.16074457788853902,0.16074457788853902,0.16074457788853902,0.16074457788853902,null,null,27.097435594025523,null,null,5.2375434530706817E-6,0,0,22.771794709420629]
[905,1.0486674391657009,5.2433371958285049,{"$f":"IF('Calculation Sheet'!$D$59=\"YES\",(Vcc_max-C932)*ILIM_FINAL_TOL,(Vcc_max-C932)*($AE$13+IF(C932>=$AE$8,$AE$7,0)+(IF(C932>=$AE$6,C932,0)/$AE$5)+IF(C932>$AE$10,($AE$9/C932),0)))","v":3.3783668295471485},3.4029145884889327,3.1463202305164932,0.3448269643866424,3.8658281004222417E-4,7.779730251078476E-3,1.0227355353520373E-3,3.640975959042589,9.1621181940698904E-2,2.3827398766226082E-2,1.8465585330154077E-3,6.1767158659353782E-5,3.9457023923716861E-5,49.862600181735637,0.95453261139768442,0.95452613460412294,0.96562930209752151,0.16086896788154137,0.16086896788154137,0.16086896788154137,0.16086896788154137,null,null,27.098968500214113,null,null,5.2433371958285047E-6,0,0,22.763631681521524]
[906,1.0498261877172652,5.2491309385863261,{"$f":"IF('Calculation Sheet'!$D$59=\"YES\",(Vcc_max-C933)*ILIM_FINAL_TOL,(Vcc_max-C933)*($AE$13+IF(C933>=$AE$8,$AE$7,0)+(IF(C933>=$AE$6,C933,0)/$AE$5)+IF(C933>$AE$10,($AE$9/C933),0)))","v":3.3754699669024895},3.4000177264131692,3.1466381415965148,0.3450838507455769,3.8689044723438926E-4,7.7859130248425501E-3,1.0218593172961477E-3,3.6380821493055535,9.1692888164061959E-2,2.3846280274223641E-2,1.848027613062353E-3,6.1816314967710895E-5,3.948842522927265E-5,49.855954193898171,0.95514932900654692,0.95514284909791591,0.96625133310296496,0.16099324118106306,0.16099324118106306,0.16099324118106306,0.16099324118106306,null,null,27.100499732898371,null,null,5.249130938586326E-6,0,0,22.7554544609998]
[907,1.0509849362688295,5.2549246813441473,{"$f":"IF('Calculation Sheet'!$D$59=\"YES\",(Vcc_max-C934)*ILIM_FINAL_TOL,(Vcc_max-C934)*($AE$13+IF(C934>=$AE$8,$AE$7,0)+(IF(C934>=$AE$6,C934,0)/$AE$5)+IF(C934>$AE$10,($AE$9/C934),0)))","v":3.3725731041906961},3.397120864270271,3.1469516483362394,0.34534047003859669,3.8719782057716756E-4,7.7920904734596341E-3,1.0209830992198299E-3,3.6351883059271373,9.1764529622796243E-2,2.3865145370535412E-2,1.8494954320829038E-3,6.1865429124452476E-5,3.9519799608367379E-5,49.849292359372022,0.95576515262406447,0.95575866960806133,0.96687245689785195,0.16111739779160805,0.16111739779160805,0.16111739779160805,0.16111739779160805,null,null,27.102029292287241,null,null,5.2549246813441473E-6,0,0,22.747263067084781]
[908,1.0521436848203938,5.2607184241019693,{"$f":"IF('Calculation Sheet'!$D$59=\"YES\",(Vcc_max-C935)*ILIM_FINAL_TOL,(Vcc_max-C935)*($AE$13+IF(C935>=$AE$8,$AE$7,0)+(IF(C935>=$AE$6,C935,0)/$AE$5)+IF(C935>$AE$10,($AE$9/C935),0)))","v":3.3696762414117667},3.3942240020602377,3.1472607567696591,0.34559682228831168,3.8750493007100317E-4,7.7982625969386099E-3,1.020106881123084E-3,3.6322944292773096,9.1836106318313071E-2,2.3883994055253766E-2,1.8509619900775043E-3,6.1914501129578525E-5,3.9551147061001046E-5,49.842614697561572,0.95638008247768624,0.95637359636200392,0.96749267371605407,0.16124143771768118,0.16124143771768118,0.16124143771768118,0.16124143771768118,null,null,27.103557178589611,null,null,5.2607184241019694E-6,0,0,22.739057518971961]
[909,1.0533024333719581,5.2665121668597905,{"$f":"IF('Calculation Sheet'!$D$59=\"YES\",(Vcc_max-C936)*ILIM_FINAL_TOL,(Vcc_max-C936)*($AE$13+IF(C936>=$AE$8,$AE$7,0)+(IF(C936>=$AE$6,C936,0)/$AE$5)+IF(C936>$AE$10,($AE$9/C936),0)))","v":3.366779378565703},3.3913271397830695,3.1475654729224982,0.34585290751733044,3.87811775715452E-4,7.8044293952896915E-3,1.0192306630063541E-3,3.6294005197219636,9.1907618252023759E-2,2.3902826328470184E-2,1.8524272870465985E-3,6.1963530982644954E-5,3.9582467587173653E-5,49.835921227837517,0.95699411879480323,0.95698762958713157,0.96811198379138297,0.1613653609637864,0.1613653609637864,0.1613653609637864,0.1613653609637864,null,null,27.105083392014325,null,null,5.2665121668597907E-6,0,0,22.730837835823191]
[910,1.0544611819235223,5.2723059096176117,{"$f":"IF('Calculation Sheet'!$D$59=\"YES\",(Vcc_max-C937)*ILIM_FINAL_TOL,(Vcc_max-C937)*($AE$13+IF(C937>=$AE$8,$AE$7,0)+(IF(C937>=$AE$6,C937,0)/$AE$5)+IF(C937>$AE$10,($AE$9/C937),0)))","v":3.363882515652505},3.3884302774387662,3.1478658028122268,0.34610872574825891,3.8811835751095813E-4,7.8105908685222047E-3,1.0183544448691961E-3,3.626506577622961,9.1979065425340067E-2,2.3921642190277037E-2,1.8538913229910747E-3,6.2012518684095852E-5,3.9613761186885199E-5,49.829211969536971,0.95760726180274869,0.95760076951077355,0.96873038735758987,0.1614891675344281,0.1614891675344281,0.1614891675344281,0.1614891675344281,null,null,27.106607932770199,null,null,5.272305909617612E-6,0,0,22.722604036766771]
[911,1.0556199304750866,5.2780996523754329,{"$f":"IF('Calculation Sheet'!$D$59=\"YES\",(Vcc_max-C938)*ILIM_FINAL_TOL,(Vcc_max-C938)*($AE$13+IF(C938>=$AE$8,$AE$7,0)+(IF(C938>=$AE$6,C938,0)/$AE$5)+IF(C938>$AE$10,($AE$9/C938),0)))","v":3.3609856526721713},3.3855334150273282,3.1481617524480701,0.3463642770037012,3.8842467545752157E-4,7.8167470166459196E-3,1.01747822671161E-3,3.623612603338175,9.2050447839673311E-2,2.3940441640766252E-2,1.8553540979109329E-3,6.2061464233931218E-5,3.9645027860135684E-5,49.822486941963589,0.9582195117287986,0.95821301636020184,0.96934788464836563,0.16161285743411025,0.16161285743411025,0.16161285743411025,0.16161285743411025,null,null,27.108130801065982,null,null,5.2780996523754333E-6,0,0,22.714356140897607]
[912,1.0567786790266509,5.283893395133255,{"$f":"IF('Calculation Sheet'!$D$59=\"YES\",(Vcc_max-C939)*ILIM_FINAL_TOL,(Vcc_max-C939)*($AE$13+IF(C939>=$AE$8,$AE$7,0)+(IF(C939>=$AE$6,C939,0)/$AE$5)+IF(C939>$AE$10,($AE$9/C939),0)))","v":3.3580887896247034},3.3826365525487554,3.1484533278310201,0.3466195613062597,3.8873072955469823E-4,7.8228978396706061E-3,1.0166020085335958E-3,3.6207185972215354,9.2121765496434804E-2,2.3959224680029756E-2,1.8568156118070611E-3,6.2110367631706964E-5,3.9676267606925109E-5,49.815746164387733,0.95883086880017032,0.95882437036263068,0.96996447589734114,0.16173643066733634,0.16173643066733634,0.16173643066733634,0.16173643066733634,null,null,27.10965199711039,null,null,5.2838933951332546E-6,0,0,22.706094167277342]
[913,1.0579374275782154,5.289687137891077,{"$f":"IF('Calculation Sheet'!$D$59=\"YES\",(Vcc_max-C940)*ILIM_FINAL_TOL,(Vcc_max-C940)*($AE$13+IF(C940>=$AE$8,$AE$7,0)+(IF(C940>=$AE$6,C940,0)/$AE$5)+IF(C940>$AE$10,($AE$9/C940),0)))","v":3.3551919265100993},3.379739690003047,3.148740534953848,0.34687457867853544,3.8903651980293219E-4,7.8290433376055901E-3,1.0157257903355976E-3,3.617824559623072,9.219301839703542E-2,2.3977991308159918E-2,1.8582758646799036E-3,6.2159228877867179E-5,3.9707480427253472E-5,49.808989656046514,0.95944133324402348,0.95943483174521615,0.97058016133808689,0.16185988723860989,0.16185988723860989,0.16185988723860989,0.16185988723860989,null,null,27.111171521112091,null,null,5.2896871378910767E-6,0,0,22.697818134934423]
[914,1.0590961761297797,5.2954808806488982,{"$f":"IF('Calculation Sheet'!$D$59=\"YES\",(Vcc_max-C941)*ILIM_FINAL_TOL,(Vcc_max-C941)*($AE$13+IF(C941>=$AE$8,$AE$7,0)+(IF(C941>=$AE$6,C941,0)/$AE$5)+IF(C941>$AE$10,($AE$9/C941),0)))","v":3.3522950633283615},3.3768428273902042,3.1490233798011147,0.34712932914312589,3.8934204620222346E-4,7.8351835104610856E-3,1.0148495721171713E-3,3.6149304908889586,9.2264206542886917E-2,2.3996741525248222E-2,1.8597348565299043E-3,6.2208047972411862E-5,3.9738666321120775E-5,49.802217436143991,0.9600509052874604,0.96004440073505615,0.97119494120411343,0.16198322715243441,0.16198322715243441,0.16198322715243441,0.16198322715243441,null,null,27.112689373279714,null,null,5.295480880648898E-6,0,0,22.689528062864277]
[915,1.060254924681344,5.3012746234067203,{"$f":"IF('Calculation Sheet'!$D$59=\"YES\",(Vcc_max-C942)*ILIM_FINAL_TOL,(Vcc_max-C942)*($AE$13+IF(C942>=$AE$8,$AE$7,0)+(IF(C942>=$AE$6,C942,0)/$AE$5)+IF(C942>$AE$10,($AE$9/C942),0)))","v":3.349398200079488},3.3739459647102268,3.1493018683491818,0.34738381272262808,3.8964730875257203E-4,7.8413183582459745E-3,1.0139733538783169E-3,3.6120363913615523,9.2335329935400612E-2,2.4015475331387037E-2,1.8611925873575075E-3,6.2256824914896924E-5,3.9769825288527016E-5,49.795429523851261,0.96065958515752525,0.96065307755919127,0.97180881572887046,0.16210645041331295,0.16210645041331295,0.16210645041331295,0.16210645041331295,null,null,27.114205553821822,null,null,5.3012746234067202E-6,0,0,22.681223970029439]
[916,1.0614136732329083,5.3070683661645415,{"$f":"IF('Calculation Sheet'!$D$59=\"YES\",(Vcc_max-C943)*ILIM_FINAL_TOL,(Vcc_max-C943)*($AE$13+IF(C943>=$AE$8,$AE$7,0)+(IF(C943>=$AE$6,C943,0)/$AE$5)+IF(C943>$AE$10,($AE$9/C943),0)))","v":3.3465013367634806},3.3710491019631141,3.1495760065662228,0.34763802943963684,3.8995230745353382E-4,7.8474478809704706E-3,1.0130971356194785E-3,3.6091422613794393,9.2406388575987819E-2,2.4034192726667847E-2,1.8626490571636012E-3,6.2305559705766456E-5,3.9800957329472197E-5,49.788625938306538,0.96126737308120447,0.9612608624446044,0.97242178514574817,0.16222955702574859,0.16222955702574859,0.16222955702574859,0.16222955702574859,null,null,27.115720062946963,null,null,5.3070683661645414E-6,0,0,22.672905875359575]
[917,1.0625724217844725,5.3128621089223627,{"$f":"IF('Calculation Sheet'!$D$59=\"YES\",(Vcc_max-C944)*ILIM_FINAL_TOL,(Vcc_max-C944)*($AE$13+IF(C944>=$AE$8,$AE$7,0)+(IF(C944>=$AE$6,C944,0)/$AE$5)+IF(C944>$AE$10,($AE$9/C944),0)))","v":3.3436044733803372},3.3681522391488667,3.1498458004122352,0.3478919793167452,3.9025704230555291E-4,7.8535720786439001E-3,1.0122209173402119E-3,3.6062481012774739,9.247738246605941E-2,2.4052893711183021E-2,1.8641042659486295E-3,6.2354252345020456E-5,3.9832062444400407E-5,49.781806698615384,0.96187426928542674,0.96186775561822069,0.97303384968807594,0.1623525469942444,0.1623525469942444,0.1623525469942444,0.1623525469942444,null,null,27.117232900863627,null,null,5.3128621089223627E-6,0,0,22.664573797751757]
[918,1.0637311703360368,5.3186558516801847,{"$f":"IF('Calculation Sheet'!$D$59=\"YES\",(Vcc_max-C945)*ILIM_FINAL_TOL,(Vcc_max-C945)*($AE$13+IF(C945>=$AE$8,$AE$7,0)+(IF(C945>=$AE$6,C945,0)/$AE$5)+IF(C945>$AE$10,($AE$9/C945),0)))","v":3.340707609930059},3.3652553762674842,3.1501112558390507,0.34814566237654354,3.9056151330862932E-4,7.8596909512760327E-3,1.0113446990405173E-3,3.6033539113868205,9.2548311607026701E-2,2.4071578285024486E-2,1.8655582137125926E-3,6.2402902832214835E-5,3.9863140632867555E-5,49.774971823850684,0.96248027399706348,0.96247375730690754,0.97364500958912359,0.16247542032330298,0.16247542032330298,0.16247542032330298,0.16247542032330298,null,null,27.118744067780259,null,null,5.3186558516801849E-6,0,0,22.656227756070425]
[919,1.0648899188876011,5.3244495944380059,{"$f":"IF('Calculation Sheet'!$D$59=\"YES\",(Vcc_max-C946)*ILIM_FINAL_TOL,(Vcc_max-C946)*($AE$13+IF(C946>=$AE$8,$AE$7,0)+(IF(C946>=$AE$6,C946,0)/$AE$5)+IF(C946>$AE$10,($AE$9/C946),0)))","v":3.3378107464126465},3.3623585133189668,3.1503723787903475,0.3483990786416209,3.9086572046276302E-4,7.8658044988766385E-3,1.0104684807203945E-3,3.6004596920349945,9.2619176000301007E-2,2.4090246448284613E-2,1.8670109004563784E-3,6.2451511167793683E-5,3.9894191894873643E-5,49.768121333052925,0.96308538744292749,0.9630788677374742,0.97425526508210059,0.16259817701742652,0.16259817701742652,0.16259817701742652,0.16259817701742652,null,null,27.120253563905248,null,null,5.3244495944380062E-6,0,0,22.647867769147677]
[920,1.0660486674391654,5.3302433371958271,{"$f":"IF('Calculation Sheet'!$D$59=\"YES\",(Vcc_max-C947)*ILIM_FINAL_TOL,(Vcc_max-C947)*($AE$13+IF(C947>=$AE$8,$AE$7,0)+(IF(C947>=$AE$6,C947,0)/$AE$5)+IF(C947>$AE$10,($AE$9/C947),0)))","v":3.3349138828280989},3.3594616503033148,3.1506291752016597,0.34865222813456453,3.9116966376795403E-4,7.8719127214554874E-3,1.0095922623802878E-3,3.5975654435459021,9.2689975647293643E-2,2.4108898201054885E-2,1.8684623261804312E-3,6.2500077351757E-5,3.992521623041867E-5,49.761255245230153,0.9636896098497747,0.96368308713667261,0.97486461640015643,0.16272081708111763,0.16272081708111763,0.16272081708111763,0.16272081708111763,null,null,27.121761389446963,null,null,5.3302433371958274E-6,0,0,22.63949385578319]
[921,1.0672074159907299,5.3360370799536501,{"$f":"IF('Calculation Sheet'!$D$59=\"YES\",(Vcc_max-C948)*ILIM_FINAL_TOL,(Vcc_max-C948)*($AE$13+IF(C948>=$AE$8,$AE$7,0)+(IF(C948>=$AE$6,C948,0)/$AE$5)+IF(C948>$AE$10,($AE$9/C948),0)))","v":3.332017019176416},3.3565647872205271,3.1508816510003905,0.34890511087795995,3.9147334322420235E-4,7.8780156190219053E-3,1.0087160440197529E-3,3.59467116623988,9.2760710549415037E-2,2.4127533543427671E-2,1.869912490885639E-3,6.2548601383660696E-5,3.9956213639502636E-5,49.754373579358166,0.96429294144430244,0.96428641573119744,0.97547306377637977,0.1628433405188785,0.1628433405188785,0.1628433405188785,0.1628433405188785,null,null,27.123267544613711,null,null,5.3360370799536504E-6,0,0,22.631106034744455]
[922,1.0683661645422942,5.3418308227114712,{"$f":"IF('Calculation Sheet'!$D$59=\"YES\",(Vcc_max-C949)*ILIM_FINAL_TOL,(Vcc_max-C949)*($AE$13+IF(C949>=$AE$8,$AE$7,0)+(IF(C949>=$AE$6,C949,0)/$AE$5)+IF(C949>$AE$10,($AE$9/C949),0)))","v":3.3291201554575984},3.3536679240706051,3.1511298121058213,0.34915772689438951,3.9177675883150798E-4,7.8841131915856622E-3,1.0078398256387899E-3,3.5917768604337366,9.2831380708076949E-2,2.4146152475494453E-2,1.871361394572002E-3,6.2597083263948861E-5,3.9987184122125541E-5,49.747476354380652,0.96489538245315165,0.96488885374768474,0.97608060744380021,0.1629657473352113,0.1629657473352113,0.1629657473352113,0.1629657473352113,null,null,27.124772029613762,null,null,5.3418308227114709E-6,0,0,22.62270432476689]
[923,1.0695249130938584,5.3476245654692924,{"$f":"IF('Calculation Sheet'!$D$59=\"YES\",(Vcc_max-C950)*ILIM_FINAL_TOL,(Vcc_max-C950)*($AE$13+IF(C950>=$AE$8,$AE$7,0)+(IF(C950>=$AE$6,C950,0)/$AE$5)+IF(C950>$AE$10,($AE$9/C950),0)))","v":3.3262232916716465},3.3507710608535484,3.151373664429125,0.34941007620643472,3.9207991058987091E-4,7.8902054391560839E-3,1.0069636072373989E-3,3.5888825264407869,9.2901986124689806E-2,2.4164754997347604E-2,1.8728090372404083E-3,6.2645522992621494E-5,4.0018127678287385E-5,49.740563589209252,0.96549693310290419,0.96549040141271325,0.9766872476353865,0.16308803753461731,0.16308803753461731,0.16308803753461731,0.16308803753461731,null,null,27.126274844655324,null,null,5.3476245654692922E-6,0,0,22.614288744553928]
[924,1.0706836616454227,5.3534183082271136,{"$f":"IF('Calculation Sheet'!$D$59=\"YES\",(Vcc_max-C951)*ILIM_FINAL_TOL,(Vcc_max-C951)*($AE$13+IF(C951>=$AE$8,$AE$7,0)+(IF(C951>=$AE$6,C951,0)/$AE$5)+IF(C951>$AE$10,($AE$9/C951),0)))","v":3.323326427818559},3.3478741975693564,3.1516132138733757,0.34966215883667484,3.9238279849929114E-4,7.8962923617433844E-3,1.0060873888160238E-3,3.5859881645708946,9.2972526800664923E-2,2.4183341109079048E-2,1.8742554188913019E-3,6.2693920569234507E-5,4.0049044307988169E-5,49.733635302723698,0.96609759362008507,0.966091058952804,0.9772929845840479,0.16321021112159873,0.16321021112159873,0.16321021112159873,0.16321021112159873,null,null,27.127775989946588,null,null,5.3534183082271134E-6,0,0,22.60585931277711]
[925,1.071842410196987,5.3592120509849357,{"$f":"IF('Calculation Sheet'!$D$59=\"YES\",(Vcc_max-C952)*ILIM_FINAL_TOL,(Vcc_max-C952)*($AE$13+IF(C952>=$AE$8,$AE$7,0)+(IF(C952>=$AE$6,C952,0)/$AE$5)+IF(C952>$AE$10,($AE$9/C952),0)))","v":3.3204295638983368},3.3449773342180298,3.1518484663335595,0.34991397480768782,3.9268542256021277E-4,7.9023739593568898E-3,1.0052111703742206E-3,3.583093775130509,9.3043002737413172E-2,2.4201910810780713E-2,1.8757005395251269E-3,6.2742275994231989E-5,4.0079934011227891E-5,49.726691513771932,0.96669736423116204,0.96669082659442118,0.9778978185226328,0.16333226810065682,0.16333226810065682,0.16333226810065682,0.16333226810065682,null,null,27.129275465695692,null,null,5.3592120509849356E-6,0,0,22.597416048076241]
[926,1.0730011587485513,5.3650057937427569,{"$f":"IF('Calculation Sheet'!$D$59=\"YES\",(Vcc_max-C953)*ILIM_FINAL_TOL,(Vcc_max-C953)*($AE$13+IF(C953>=$AE$8,$AE$7,0)+(IF(C953>=$AE$6,C953,0)/$AE$5)+IF(C953>$AE$10,($AE$9/C953),0)))","v":3.3175326999109793},3.3420804707995679,3.1520794276965871,0.35016552414204893,3.9298778277219171E-4,7.9084502320059258E-3,1.0043349519119893E-3,3.5801993584227016,9.3113413936345868E-2,2.4220464102544526E-2,1.8771443991423276E-3,6.2790589267613939E-5,4.0110796788006553E-5,49.719732241170192,0.9672962451625442,0.96728970456397034,0.97850174968393056,0.16345420847629288,0.16345420847629288,0.16345420847629288,0.16345420847629288,null,null,27.130773272110712,null,null,5.3650057937427569E-6,0,0,22.58895896905948]
[927,1.0741599073001156,5.3707995365005781,{"$f":"IF('Calculation Sheet'!$D$59=\"YES\",(Vcc_max-C954)*ILIM_FINAL_TOL,(Vcc_max-C954)*($AE$13+IF(C954>=$AE$8,$AE$7,0)+(IF(C954>=$AE$6,C954,0)/$AE$5)+IF(C954>$AE$10,($AE$9/C954),0)))","v":3.314635835856488},3.3391836073139713,3.1523061038413034,0.35041680686233212,3.9328987913522795E-4,7.9145211797007065E-3,1.003458733429774E-3,3.5773049147472049,9.3183760398873439E-2,2.4239000984462855E-2,1.8785869977433478E-3,6.2838860388936268E-5,4.0141632638324154E-5,49.712757503703152,0.96789423664058338,0.96788769308779976,0.97910477830067011,0.16357603225300776,0.16357603225300776,0.16357603225300776,0.16357603225300776,null,null,27.132269409399687,null,null,5.3707995365005782E-6,0,0,22.580488094303465]
[928,1.0753186558516801,5.376593279258401,{"$f":"IF('Calculation Sheet'!$D$59=\"YES\",(Vcc_max-C955)*ILIM_FINAL_TOL,(Vcc_max-C955)*($AE$13+IF(C955>=$AE$8,$AE$7,0)+(IF(C955>=$AE$6,C955,0)/$AE$5)+IF(C955>$AE$10,($AE$9/C955),0)))","v":3.3117389717348602},3.3362867437612396,3.1525285006384989,0.3506678229911091,3.935917116493215E-4,7.9205868024505577E-3,1.0025825149271306E-3,3.5744104444004479,9.3254042126406755E-2,2.4257521456627185E-2,1.8800283353286318E-3,6.2887089358643067E-5,4.0172441562180694E-5,49.705767320123968,0.96849133889157457,0.96848479239220042,0.97970690460552001,0.16369773943530275,0.16369773943530275,0.16369773943530275,0.16369773943530275,null,null,27.13376387777063,null,null,5.3765932792584011E-6,0,0,22.572003442353338]
[929,1.0764774044032444,5.3823870220162222,{"$f":"IF('Calculation Sheet'!$D$59=\"YES\",(Vcc_max-C956)*ILIM_FINAL_TOL,(Vcc_max-C956)*($AE$13+IF(C956>=$AE$8,$AE$7,0)+(IF(C956>=$AE$6,C956,0)/$AE$5)+IF(C956>$AE$10,($AE$9/C956),0)))","v":3.3088421075460981},3.3333898801413731,3.1527466239509216,0.35091857255094938,3.9389328031491644E-4,7.9266471002652494E-3,1.0017062964040591E-3,3.5715159476755947,9.3324259120357134E-2,2.4276025519129885E-2,1.8814684118990677E-3,6.2935276176734334E-5,4.0203223560020263E-5,49.698761709154503,0.96908755214175413,0.96908100270340469,0.98030812883108931,0.16381933002767868,0.16381933002767868,0.16381933002767868,0.16381933002767868,null,null,27.135256677431482,null,null,5.3823870220162224E-6,0,0,22.563505031723022]
[930,1.0776361529548086,5.3881807647740434,{"$f":"IF('Calculation Sheet'!$D$59=\"YES\",(Vcc_max-C957)*ILIM_FINAL_TOL,(Vcc_max-C957)*($AE$13+IF(C957>=$AE$8,$AE$7,0)+(IF(C957>=$AE$6,C957,0)/$AE$5)+IF(C957>$AE$10,($AE$9/C957),0)))","v":3.3059452432902017},3.3304930164543718,3.1529604796332866,0.35116905556442068,3.9419458513156869E-4,7.9327020731545517E-3,1.0008300778605594E-3,3.5686214248625774,9.3394411382135001E-2,2.4294513172062882E-2,1.8829072274550995E-3,6.298342084276598E-5,4.023397863139877E-5,49.691740689485329,0.96968287661730157,0.96967632424758898,0.98090845120992709,0.16394080403463596,0.16394080403463596,0.16394080403463596,0.16394080403463596,null,null,27.136747808590169,null,null,5.3881807647740437E-6,0,0,22.55499288089516]
[931,1.0787949015063729,5.3939745075318655,{"$f":"IF('Calculation Sheet'!$D$59=\"YES\",(Vcc_max-C958)*ILIM_FINAL_TOL,(Vcc_max-C958)*($AE$13+IF(C958>=$AE$8,$AE$7,0)+(IF(C958>=$AE$6,C958,0)/$AE$5)+IF(C958>$AE$10,($AE$9/C958),0)))","v":3.3030483789671696},3.3275961527002358,3.1531700735322885,0.3514192720540894,3.9449562609927824E-4,7.9387517211277903E-3,9.9995385929707581E-4,3.5657268762481333,9.3464498913151228E-2,2.4312984415517658E-2,1.8843447819971715E-3,6.3031523357182095E-5,4.0264706776316217E-5,49.684704279775808,0.97027731254433869,0.97027075725087109,0.98150787197452205,0.16406216146067498,0.16406216146067498,0.16406216146067498,0.16406216146067498,null,null,27.138237271454539,null,null,5.3939745075318659E-6,0,0,22.546467008321269]
[932,1.0799536500579372,5.3997682502896867,{"$f":"IF('Calculation Sheet'!$D$59=\"YES\",(Vcc_max-C959)*ILIM_FINAL_TOL,(Vcc_max-C959)*($AE$13+IF(C959>=$AE$8,$AE$7,0)+(IF(C959>=$AE$6,C959,0)/$AE$5)+IF(C959>$AE$10,($AE$9/C959),0)))","v":3.3001515145770033},3.3246992888789646,3.1533754114866115,0.35166922204251971,3.9479640321848919E-4,7.9447960441947352E-3,9.9907764071316407E-4,3.5628323021158406,9.3534521714816243E-2,2.4331439249587028E-2,1.8857810755257276E-3,6.3079583719982679E-5,4.0295407994772603E-5,49.677652498654389,0.97087086014892954,0.9708643019393115,0.98210639135730338,0.16418340231029616,0.16418340231029616,0.16418340231029616,0.16418340231029616,null,null,27.13972506623243,null,null,5.3997682502896863E-6,0,0,22.537927432421959]
[933,1.0811123986095015,5.4055619930475078,{"$f":"IF('Calculation Sheet'!$D$59=\"YES\",(Vcc_max-C960)*ILIM_FINAL_TOL,(Vcc_max-C960)*($AE$13+IF(C960>=$AE$8,$AE$7,0)+(IF(C960>=$AE$6,C960,0)/$AE$5)+IF(C960>$AE$10,($AE$9/C960),0)))","v":3.2972546501197018},3.3218024249905587,3.1535764993269408,0.35191890555227356,3.9509691648875744E-4,7.9508350423651564E-3,9.9820142210882423E-4,3.5599377027461521,9.3604479788541362E-2,2.4349877674362475E-2,1.887216108041212E-3,6.3127601930723642E-5,4.0326082286767928E-5,49.670585364718477,0.97146351965708044,0.97145695853891301,0.9827040095906403,0.16430452658799943,0.16430452658799943,0.16430452658799943,0.16430452658799943,null,null,27.141211193131596,null,null,5.4055619930475076E-6,0,0,22.52937417158688]
[934,1.0822711471610658,5.411355735805329,{"$f":"IF('Calculation Sheet'!$D$59=\"YES\",(Vcc_max-C961)*ILIM_FINAL_TOL,(Vcc_max-C961)*($AE$13+IF(C961>=$AE$8,$AE$7,0)+(IF(C961>=$AE$6,C961,0)/$AE$5)+IF(C961>$AE$10,($AE$9/C961),0)))","v":3.2943577855952659},3.3189055610350175,3.1537733428759731,0.35216832260591158,3.9539716591052709E-4,7.9568687156488238E-3,9.9732520348450038E-4,3.55704307841643,9.367437313573701E-2,2.4368299689935924E-2,1.8886498795445128E-3,6.3175577989849074E-5,4.0356729652302192E-5,49.663502896534688,0.97205529129474089,0.97204872727562108,0.98330072690684167,0.16442553429828477,0.16442553429828477,0.16442553429828477,0.16442553429828477,null,null,27.142695652359794,null,null,5.4113557358053289E-6,0,0,22.520807244174893]
[935,1.08342989571263,5.4171494785631511,{"$f":"IF('Calculation Sheet'!$D$59=\"YES\",(Vcc_max-C962)*ILIM_FINAL_TOL,(Vcc_max-C962)*($AE$13+IF(C962>=$AE$8,$AE$7,0)+(IF(C962>=$AE$6,C962,0)/$AE$5)+IF(C962>$AE$10,($AE$9/C962),0)))","v":3.291460921003694},3.3160086970123417,3.1539659479484277,0.35241747322599171,3.9569715148379814E-4,7.9628970640550634E-3,9.9644898483930433E-4,3.5541484294009811,9.3744201757813617E-2,2.4386705296399303E-2,1.8900823900360741E-3,6.3223511897358975E-5,4.0387350091375396E-5,49.656405112638858,0.97264617528780262,0.97263960837532393,0.98389654353815725,0.16454642544565168,0.16454642544565168,0.16454642544565168,0.16454642544565168,null,null,27.144178444124691,null,null,5.417149478563151E-6,0,0,22.512226668514167]
[936,1.0845886442641945,5.4229432213209732,{"$f":"IF('Calculation Sheet'!$D$59=\"YES\",(Vcc_max-C963)*ILIM_FINAL_TOL,(Vcc_max-C963)*($AE$13+IF(C963>=$AE$8,$AE$7,0)+(IF(C963>=$AE$6,C963,0)/$AE$5)+IF(C963>$AE$10,($AE$9/C963),0)))","v":3.2885640563449878},3.3131118329225302,3.1541543203510578,0.35266635743507102,3.9599687320812649E-4,7.968920087593645E-3,9.9557276617412427E-4,3.5512537559710884,9.3813965656182052E-2,2.4405094493844981E-2,1.891513639515896E-3,6.3271403652809255E-5,4.0417943603987538E-5,49.649292031536241,0.97323617186209965,0.97322960206385245,0.98449145971677599,0.16466720003460011,0.16466720003460011,0.16466720003460011,0.16466720003460011,null,null,27.145659568633931,null,null,5.4229432213209732E-6,0,0,22.50363246290231]
[937,1.0857473928157588,5.4287369640787944,{"$f":"IF('Calculation Sheet'!$D$59=\"YES\",(Vcc_max-C964)*ILIM_FINAL_TOL,(Vcc_max-C964)*($AE$13+IF(C964>=$AE$8,$AE$7,0)+(IF(C964>=$AE$6,C964,0)/$AE$5)+IF(C964>$AE$10,($AE$9/C964),0)))","v":3.2856671916191464},3.3102149687655844,3.154338465882661,0.35291497525570303,3.9629633108395623E-4,7.9749377862738946E-3,9.9469654748896019E-4,3.5483590583950466,9.3883664832252745E-2,2.4423467282364886E-2,1.8929436279848666E-3,6.3319253256644004E-5,4.044851019013862E-5,49.642163671701574,0.97382528124340917,0.97381870856697894,0.98508547567482774,0.16478785806962915,0.16478785806962915,0.16478785806962915,0.16478785806962915,null,null,27.147139026095132,null,null,5.4287369640787944E-6,0,0,22.495024645606442]
[938,1.0869061413673231,5.4345307068366164,{"$f":"IF('Calculation Sheet'!$D$59=\"YES\",(Vcc_max-C965)*ILIM_FINAL_TOL,(Vcc_max-C965)*($AE$13+IF(C965>=$AE$8,$AE$7,0)+(IF(C965>=$AE$6,C965,0)/$AE$5)+IF(C965>$AE$10,($AE$9/C965),0)))","v":3.2827703268261699},3.3073181045415039,3.1545183903340908,0.35316332671044082,3.9659552511128737E-4,7.9809501601060262E-3,9.9382032878292392E-4,3.5454643369381929,9.3953299287436565E-2,2.4441823662050499E-2,1.8943723554438741E-3,6.3367060708863221E-5,4.0479049849828641E-5,49.635020051579097,0.97441350365745016,0.97440692811041929,0.98567859164438243,0.16490839955523828,0.16490839955523828,0.16490839955523828,0.16490839955523828,null,null,27.148616816715826,null,null,5.4345307068366166E-6,0,0,22.486403234863271]
[939,1.0880648899188874,5.4403244495944376,{"$f":"IF('Calculation Sheet'!$D$59=\"YES\",(Vcc_max-C966)*ILIM_FINAL_TOL,(Vcc_max-C966)*($AE$13+IF(C966>=$AE$8,$AE$7,0)+(IF(C966>=$AE$6,C966,0)/$AE$5)+IF(C966>$AE$10,($AE$9/C966),0)))","v":3.2798734619660594},3.3044212402502882,3.1546940994882666,0.35341141182183522,3.9689445528967582E-4,7.9869572090993657E-3,9.9294411005690364E-4,3.5425695918629412,9.402286902314394E-2,2.4460163632994192E-2,1.8957998218929184E-3,6.3414826009022818E-5,4.0509562583057601E-5,49.627861189582788,0.97500083932988435,0.9749942609198321,0.98627080785744958,0.16502882449592615,0.16502882449592615,0.16502882449592615,0.16502882449592615,null,null,27.15009294070353,null,null,5.4403244495944379E-6,0,0,22.477768248879258]
[940,1.0892236384704517,5.4461181923522588,{"$f":"IF('Calculation Sheet'!$D$59=\"YES\",(Vcc_max-C967)*ILIM_FINAL_TOL,(Vcc_max-C967)*($AE$13+IF(C967>=$AE$8,$AE$7,0)+(IF(C967>=$AE$6,C967,0)/$AE$5)+IF(C967>$AE$10,($AE$9/C967),0)))","v":3.2769765970388134},3.3015243758919377,3.154865599120185,0.35365923061243532,3.9719312161956566E-4,7.992958933263683E-3,9.9206789131045525E-4,3.5396748234288138,9.4092374040785298E-2,2.447848719528789E-2,1.8972260273324437E-3,6.3462549157566883E-5,4.05400483898255E-5,49.620687104096376,0.97558728848631615,0.9755807072208178,0.98686212454597966,0.16514913289619182,0.16514913289619182,0.16514913289619182,0.16514913289619182,null,null,27.151567398265708,null,null,5.4461181923522592E-6,0,0,22.469119705830668]
[941,1.090382387022016,5.45191193511008,{"$f":"IF('Calculation Sheet'!$D$59=\"YES\",(Vcc_max-C968)*ILIM_FINAL_TOL,(Vcc_max-C968)*($AE$13+IF(C968>=$AE$8,$AE$7,0)+(IF(C968>=$AE$6,C968,0)/$AE$5)+IF(C968>$AE$10,($AE$9/C968),0)))","v":3.274079732044433},3.2986275114664525,3.1550328949969311,0.35390678310478751,3.9749152410095689E-4,7.998955332608304E-3,9.9119167254402285E-4,3.5367800318924729,9.4161814341771066E-2,2.4496794349023965E-2,1.8986509717633382E-3,6.3510230154495417E-5,4.0570507270132339E-5,49.613497813473458,0.9761728513522927,0.97616626723891953,0.98745254194186272,0.16526932476053391,0.16526932476053391,0.16526932476053391,0.16526932476053391,null,null,27.153040189609783,null,null,5.4519119351100796E-6,0,0,22.460457623863675]
[942,1.0915411355735802,5.4577056778679021,{"$f":"IF('Calculation Sheet'!$D$59=\"YES\",(Vcc_max-C969)*ILIM_FINAL_TOL,(Vcc_max-C969)*($AE$13+IF(C969>=$AE$8,$AE$7,0)+(IF(C969>=$AE$6,C969,0)/$AE$5)+IF(C969>$AE$10,($AE$9/C969),0)))","v":3.271182866982917},3.2957306469738321,3.1551959928776885,0.35415406932143734,3.9778966273384953E-4,8.0049464071429988E-3,9.9031545375671826E-4,3.5338852175077524,9.4231189927511672E-2,2.4515085094293898E-2,1.9000746551860459E-3,6.3557868999364331E-5,4.0600939224422206E-5,49.606293336037602,0.97675752815330386,0.97675094119962358,0.98804206027692887,0.16538940009345104,0.16538940009345104,0.16538940009345104,0.16538940009345104,null,null,27.154511314943132,null,null,5.4577056778679017E-6,0,0,22.45178202109447]
[943,1.0926998841251445,5.4634994206257232,{"$f":"IF('Calculation Sheet'!$D$59=\"YES\",(Vcc_max-C970)*ILIM_FINAL_TOL,(Vcc_max-C970)*($AE$13+IF(C970>=$AE$8,$AE$7,0)+(IF(C970>=$AE$6,C970,0)/$AE$5)+IF(C970>$AE$10,($AE$9/C970),0)))","v":3.2682860018542668},3.292833782414077,3.1553548985137509,0.35440108928492764,3.9808753751824355E-4,8.0109321568775371E-3,9.8943923494942965E-4,3.5309903805256893,9.4300500799417986E-2,2.4533359431189616E-2,1.9014970776010109E-3,6.3605465692617713E-5,4.0631344252251012E-5,49.599073690082413,0.97734131911478173,0.97733472932835852,0.98863067978294961,0.16550935889944185,0.16550935889944185,0.16550935889944185,0.16550935889944185,null,null,27.155980774473083,null,null,5.463499420625723E-6,0,0,22.443092915609331]
[944,1.093858632676709,5.4692931633835453,{"$f":"IF('Calculation Sheet'!$D$59=\"YES\",(Vcc_max-C971)*ILIM_FINAL_TOL,(Vcc_max-C971)*($AE$13+IF(C971>=$AE$8,$AE$7,0)+(IF(C971>=$AE$6,C971,0)/$AE$5)+IF(C971>$AE$10,($AE$9/C971),0)))","v":3.2653891366584809},3.2899369177871867,3.1555096176485322,0.35464784301779995,3.9838514845413897E-4,8.0169125818216891E-3,9.8856301612171293E-4,3.5280955211945537,9.4369746958899992E-2,2.455161735980349E-2,1.9029182390086774E-3,6.3653020234255564E-5,4.0661722353618757E-5,49.591838893871696,0.97792422446210114,0.97791763185049563,0.98921840069163514,0.16562920118300406,0.16562920118300406,0.16562920118300406,0.16562920118300406,null,null,27.15744856840692,null,null,5.4692931633835452E-6,0,0,22.434390325464776]
[945,1.0950173812282733,5.4750869061413674,{"$f":"IF('Calculation Sheet'!$D$59=\"YES\",(Vcc_max-C972)*ILIM_FINAL_TOL,(Vcc_max-C972)*($AE$13+IF(C972>=$AE$8,$AE$7,0)+(IF(C972>=$AE$6,C972,0)/$AE$5)+IF(C972>$AE$10,($AE$9/C972),0)))","v":3.2624922713955606},3.2870400530931616,3.1556601560175781,0.35489433054259267,3.9868249554153579E-4,8.0228876819847805E-3,9.8768679727401221E-4,3.5252006397598814,9.4438928407367673E-2,2.4569858880227446E-2,1.9043381394099335E-3,6.3700532623833794E-5,4.0692073528525441E-5,49.584588965639483,0.97850624442057965,0.97849964899134845,0.98980522323463749,0.16574892694863586,0.16574892694863586,0.16574892694863586,0.16574892694863586,null,null,27.158914696951896,null,null,5.4750869061413673E-6,0,0,22.425674268687587]
[946,1.0961761297798376,5.4808806488991886,{"$f":"IF('Calculation Sheet'!$D$59=\"YES\",(Vcc_max-C973)*ILIM_FINAL_TOL,(Vcc_max-C973)*($AE$13+IF(C973>=$AE$8,$AE$7,0)+(IF(C973>=$AE$6,C973,0)/$AE$5)+IF(C973>$AE$10,($AE$9/C973),0)))","v":3.2595954060655048},3.2841431883320018,3.1558065193485758,0.35514055188184335,3.98979578780434E-4,8.0288574573770255E-3,9.8681057840588338E-4,3.5223057364645012,9.45080451462319E-2,2.4588083992552967E-2,1.9057567788047791E-3,6.3748002861796493E-5,4.0722397776971064E-5,49.577323923590178,0.9790873792154775,0.97908078097617413,0.99039114764354741,0.16586853620083497,0.16586853620083497,0.16586853620083497,0.16586853620083497,null,null,27.160379160315205,null,null,5.4808806488991886E-6,0,0,22.416944763274973]
[947,1.0973348783314019,5.4866743916570098,{"$f":"IF('Calculation Sheet'!$D$59=\"YES\",(Vcc_max-C974)*ILIM_FINAL_TOL,(Vcc_max-C974)*($AE$13+IF(C974>=$AE$8,$AE$7,0)+(IF(C974>=$AE$6,C974,0)/$AE$5)+IF(C974>$AE$10,($AE$9/C974),0)))","v":3.2566985406683151},3.2812463235037068,3.1559487133613655,0.35538650705808772,3.992763981708336E-4,8.0348219080073058E-3,9.8593435951732644E-4,3.5194108115485658,9.4577097176903102E-2,2.4606292696872423E-2,1.9071741571941025E-3,6.3795430948143661E-5,4.0752695098955627E-5,49.570043785898612,0.97966762907199767,0.97966102803017163,0.99097617414989747,0.16598802894409914,0.16598802894409914,0.16598802894409914,0.16598802894409914,null,null,27.161841958703992,null,null,5.4866743916570099E-6,0,0,22.40820182719462]
[948,1.0984936268829661,5.4924681344148318,{"$f":"IF('Calculation Sheet'!$D$59=\"YES\",(Vcc_max-C975)*ILIM_FINAL_TOL,(Vcc_max-C975)*($AE$13+IF(C975>=$AE$8,$AE$7,0)+(IF(C975>=$AE$6,C975,0)/$AE$5)+IF(C975>$AE$10,($AE$9/C975),0)))","v":3.2538016752039893},3.2783494586082771,3.1560867437679518,0.35563219609385932,3.995729537127346E-4,8.0407810338858354E-3,9.850581406083414E-4,3.5165158652495832,9.4646084500791261E-2,2.462448499327774E-2,1.9085902745783478E-3,6.3842816882431208E-5,4.0782965494479129E-5,49.56274857071017,0.98024699421528583,0.9802403903784831,0.9915603029851594,0.16610740518292566,0.16610740518292566,0.16610740518292566,0.16610740518292566,null,null,27.163303092325382,null,null,5.492468134414832E-6,0,0,22.399445478384788]
[949,1.0996523754345304,5.498261877172653,{"$f":"IF('Calculation Sheet'!$D$59=\"YES\",(Vcc_max-C976)*ILIM_FINAL_TOL,(Vcc_max-C976)*($AE$13+IF(C976>=$AE$8,$AE$7,0)+(IF(C976>=$AE$6,C976,0)/$AE$5)+IF(C976>$AE$10,($AE$9/C976),0)))","v":3.2509048096725293},3.2754525936457126,3.1562206162725128,0.35587761901168991,3.99869245406137E-4,8.0467348350219403E-3,9.8418192167937235E-4,3.5136208978024426,9.471500711930636E-2,2.4642660881860845E-2,1.9100051309579591E-3,6.3890160665103224E-5,4.081320896354157E-5,49.555438296140842,0.98082547487043037,0.98081886824619291,0.99214353438074543,0.16622666492181182,0.16622666492181182,0.16622666492181182,0.16622666492181182,null,null,27.164762561386421,null,null,5.4982618771726533E-6,0,0,22.390675734754421]
[950,1.1008111239860947,5.5040556199304742,{"$f":"IF('Calculation Sheet'!$D$59=\"YES\",(Vcc_max-C977)*ILIM_FINAL_TOL,(Vcc_max-C977)*($AE$13+IF(C977>=$AE$8,$AE$7,0)+(IF(C977>=$AE$6,C977,0)/$AE$5)+IF(C977>$AE$10,($AE$9/C977),0)))","v":3.2480079440739349},3.272555728616013,3.1563503365714118,0.35612277583410901,4.0016527325104079E-4,8.0526833114253904E-3,9.8330570272953111E-4,3.5107259094394454,9.4783865033858827E-2,2.4660820362713665E-2,1.9114187263333804E-3,6.3937462296159708E-5,4.084342550614295E-5,49.548112980277374,0.9814030712624624,0.98139646185832863,0.99272586856800871,0.1663458081652549,0.1663458081652549,0.1663458081652549,0.1663458081652549,null,null,27.166220366094155,null,null,5.5040556199304746E-6,0,0,22.381892614183219]
[951,1.1019698725376592,5.5098493626882972,{"$f":"IF('Calculation Sheet'!$D$59=\"YES\",(Vcc_max-C978)*ILIM_FINAL_TOL,(Vcc_max-C978)*($AE$13+IF(C978>=$AE$8,$AE$7,0)+(IF(C978>=$AE$6,C978,0)/$AE$5)+IF(C978>$AE$10,($AE$9/C978),0)))","v":3.245111078408204},3.2696588635191781,3.1564759103532083,0.35636766658364483,4.0046103724744597E-4,8.0586264631059557E-3,9.8242948376014994E-4,3.5078309003903323,9.4852658245859089E-2,2.4678963435928569E-2,1.9128310607050558E-3,6.3984721775156572E-5,4.0873615122283269E-5,49.540772641177284,0.98197978361635574,0.98197317143986051,0.993307305778242,0.16646483491775177,0.16646483491775177,0.16646483491775177,0.16646483491775177,null,null,27.167676506655539,null,null,5.5098493626882976E-6,0,0,22.373096134521745]
[952,1.1031286210892235,5.5156431054461184,{"$f":"IF('Calculation Sheet'!$D$59=\"YES\",(Vcc_max-C979)*ILIM_FINAL_TOL,(Vcc_max-C979)*($AE$13+IF(C979>=$AE$8,$AE$7,0)+(IF(C979>=$AE$6,C979,0)/$AE$5)+IF(C979>$AE$10,($AE$9/C979),0)))","v":3.2422142126753397},3.266761998355209,3.1565973432986683,0.3566122912828229,4.0075653739579664E-4,8.0645642900729619E-3,9.8155326476989657E-4,3.5049358708823148,9.4921386756716686E-2,2.4697090101597041E-2,1.9142421340738736E-3,6.4031939102537905E-5,4.0903777811962527E-5,49.533417296869018,0.98255561215702691,0.9825489972157011,0.99388784624267901,0.16658374518379926,0.16658374518379926,0.16658374518379926,0.16658374518379926,null,null,27.169130983277508,null,null,5.515643105446118E-6,0,0,22.36428631359151]
[953,1.1042873696407878,5.5214368482039395,{"$f":"IF('Calculation Sheet'!$D$59=\"YES\",(Vcc_max-C980)*ILIM_FINAL_TOL,(Vcc_max-C980)*($AE$13+IF(C980>=$AE$8,$AE$7,0)+(IF(C980>=$AE$6,C980,0)/$AE$5)+IF(C980>$AE$10,($AE$9/C980),0)))","v":3.2393173468753398},3.2638651331241046,3.1567146410807747,0.35685664995416699,4.0105177369564871E-4,8.0704967923366233E-3,9.8067704575965919E-4,3.5020408211400986,9.4990050567842044E-2,2.4715200359811451E-2,1.9156519464402777E-3,6.4079114277859617E-5,4.0933913575180725E-5,49.526046965352045,0.98313055710933517,0.98312393941070653,0.99446749019249392,0.16670253896789422,0.16670253896789422,0.16670253896789422,0.16670253896789422,null,null,27.170583796166969,null,null,5.5214368482039393E-6,0,0,22.355463169185075]
[954,1.1054461181923521,5.5272305909617607,{"$f":"IF('Calculation Sheet'!$D$59=\"YES\",(Vcc_max-C981)*ILIM_FINAL_TOL,(Vcc_max-C981)*($AE$13+IF(C981>=$AE$8,$AE$7,0)+(IF(C981>=$AE$6,C981,0)/$AE$5)+IF(C981>$AE$10,($AE$9/C981),0)))","v":3.2364204810082056},3.2609682678258656,3.1568278093647382,0.35710074262019953,4.0134674614700216E-4,8.0764239699058216E-3,9.7980082672899371E-4,3.4991457513859134,9.5058649680645591E-2,2.4733294210663281E-2,1.9170604978047123E-3,6.4126247301565797E-5,4.0964022411937862E-5,49.518661664596834,0.98370461869808246,0.98369799824967519,0.99504623785880053,0.16682121627453261,0.16682121627453261,0.16682121627453261,0.16682121627453261,null,null,27.172034945530751,null,null,5.5272305909617606E-6,0,0,22.346626719066084]
[955,1.1066048667439163,5.5330243337195828,{"$f":"IF('Calculation Sheet'!$D$59=\"YES\",(Vcc_max-C982)*ILIM_FINAL_TOL,(Vcc_max-C982)*($AE$13+IF(C982>=$AE$8,$AE$7,0)+(IF(C982>=$AE$6,C982,0)/$AE$5)+IF(C982>$AE$10,($AE$9/C982),0)))","v":3.2335236150739357},3.2580714024604918,3.1569368538080083,0.35734456930344072,4.0164145475030111E-4,8.0823458227907707E-3,9.7892460767790013E-4,3.4962506618395408,9.5127184096536865E-2,2.4751371654244902E-2,1.9184677881676215E-3,6.4173338173656447E-5,4.0994104322233937E-5,49.511261412545103,0.98427779714801389,0.9842711739573482,0.99562408947265402,0.16693977710821084,0.16693977710821084,0.16693977710821084,0.16693977710821084,null,null,27.173484431575645,null,null,5.5330243337195827E-6,0,0,22.337776980969458]
[956,1.1077636152954806,5.538818076477404,{"$f":"IF('Calculation Sheet'!$D$59=\"YES\",(Vcc_max-C983)*ILIM_FINAL_TOL,(Vcc_max-C983)*($AE$13+IF(C983>=$AE$8,$AE$7,0)+(IF(C983>=$AE$6,C983,0)/$AE$5)+IF(C983>$AE$10,($AE$9/C983),0)))","v":3.2306267490725316},3.2551745370279828,3.157041780060283,0.35758813002640899,4.0193589950510145E-4,8.0882623510007967E-3,9.7804838860637844E-4,3.4933555527183402,9.5195653816926296E-2,2.4769432690648241E-2,1.9198738175294494E-3,6.4220386893687476E-5,4.1024159306068952E-5,49.503846227109797,0.98485009268381729,0.98484346675840984,0.99620104526504916,0.16705822147342531,0.16705822147342531,0.16705822147342531,0.16705822147342531,null,null,27.174932254508423,null,null,5.538818076477404E-6,0,0,22.328913972601374]
[957,1.1089223638470449,5.5446118192352252,{"$f":"IF('Calculation Sheet'!$D$59=\"YES\",(Vcc_max-C984)*ILIM_FINAL_TOL,(Vcc_max-C984)*($AE$13+IF(C984>=$AE$8,$AE$7,0)+(IF(C984>=$AE$6,C984,0)/$AE$5)+IF(C984>$AE$10,($AE$9/C984),0)))","v":3.2277298830039922},3.252277671528339,3.1571425937635209,0.35783142481162056,4.0223008041184727E-4,8.0941735545456694E-3,9.7717216951487273E-4,3.4904604242372752,9.526405884322342E-2,2.4787477319965223E-2,1.92127858589064E-3,6.4267393462102973E-5,4.1054187363442907E-5,49.496416126175191,0.9854215055301232,0.98541487687748708,0.99677710546692166,0.16717654937467152,0.16717654937467152,0.16717654937467152,0.16717654937467152,null,null,27.176378414535783,null,null,5.5446118192352253E-6,0,0,22.320037711639408]
[958,1.1100811123986092,5.5504055619930464,{"$f":"IF('Calculation Sheet'!$D$59=\"YES\",(Vcc_max-C985)*ILIM_FINAL_TOL,(Vcc_max-C985)*($AE$13+IF(C985>=$AE$8,$AE$7,0)+(IF(C985>=$AE$6,C985,0)/$AE$5)+IF(C985>$AE$10,($AE$9/C985),0)))","v":3.2248330168683177},3.2493808059615601,3.1572393005519501,0.35807445368158985,4.0252399747009449E-4,8.1000794334351589E-3,9.7629595040293893E-4,3.487565276608942,9.5332399176838223E-2,2.4805505542287776E-2,1.9226820932520816E-3,6.4314357878902939E-5,4.10841884943558E-5,49.488971127597026,0.9859920359115053,0.98598540453914962,0.99735227030914775,0.16729476081644545,0.16729476081644545,0.16729476081644545,0.16729476081644545,null,null,27.177822911864403,null,null,5.5504055619930466E-6,0,0,22.311148215732622]
[959,1.1112398609501737,5.5561993047508693,{"$f":"IF('Calculation Sheet'!$D$59=\"YES\",(Vcc_max-C986)*ILIM_FINAL_TOL,(Vcc_max-C986)*($AE$13+IF(C986>=$AE$8,$AE$7,0)+(IF(C986>=$AE$6,C986,0)/$AE$5)+IF(C986>$AE$10,($AE$9/C986),0)))","v":3.2219361506655084},3.246483940327646,3.1573319060520806,0.35831721665882954,4.0281765068028719E-4,8.105979987678591E-3,9.7541973127057702E-4,3.484670110043592,9.540067481918113E-2,2.4823517357707825E-2,1.9240843396142182E-3,6.4361280143643285E-5,4.1114162699251722E-5,49.481511249202519,0.98656168405247957,0.98655504996791032,0.99792654002254366,0.16741285580324261,0.16741285580324261,0.16741285580324261,0.16741285580324261,null,null,27.179265746700906,null,null,5.5561993047508696E-6,0,0,22.302245502501613]
[960,{"$f":"($AE$11/2000)*(A987)","v":1.112398609501738},{"$f":"$AE$13*B987*10^-3/($AE$4*10^-6)","v":5.5619930475086905},{"$f":"IF('Calculation Sheet'!$D$59=\"YES\",(Vcc_max-C987)*ILIM_FINAL_TOL,(Vcc_max-C987)*($AE$13+IF(C987>=$AE$8,$AE$7,0)+(IF(C987>=$AE$6,C987,0)/$AE$5)+IF(C987>$AE$10,($AE$9/C987),0)))","v":3.219039284395564},3.2435870746265976,3.1574204158827128,0.35855971376585005,4.0311104004198128E-4,8.1118752172861797E-3,9.7454351211823109E-4,3.4817749247491623,9.5468885771661682E-2,2.4841512766317742E-2,1.9254853249770498E-3,6.4408160256768099E-5,4.1144109977686583E-5,49.474036508790533,0.98713045017750511,0.98712381338822386,0.9984999148378666,0.16753083433955807,0.16753083433955807,0.16753083433955807,0.16753083433955807,null,null,27.180706919251858,null,null,{"$f":"IF(C987>=$AE$6,C987,0)/$AE$5","v":5.5619930475086909E-6},{"$f":"IF(C987>=$AE$8,$AE$7,0)","v":0},{"$f":"IF(C987>$AE$10,($AE$9/C987),0)","v":0},{"$f":"(Q987-AA987)*IF((Vcc_max-C987)>$F$4,1,0)","v":22.293329589538676}]
[961,1.1135573580533022,5.5677867902665126,{"$f":"IF('Calculation Sheet'!$D$59=\"YES\",(Vcc_max-C988)*ILIM_FINAL_TOL,(Vcc_max-C988)*($AE$13+IF(C988>=$AE$8,$AE$7,0)+(IF(C988>=$AE$6,C988,0)/$AE$5)+IF(C988>$AE$10,($AE$9/C988),0)))","v":3.2161424180584852},{"$f":"(D987+((((EXP(-(B988-B987)*10^-3/$F$14)))*(E987-D987))))","v":3.240690208858414},{"$f":"(D987+((((EXP(-(B988-B987)*10^-3/$F$15)))*(F987-D987))))","v":3.15750483565495},{"$f":"(D987+((((EXP(-(B988-B987)*10^-3/$F$16)))*(G987-D987))))","v":0.35880194502516005},{"$f":"(D987+((((EXP(-(B988-B987)*10^-3/$F$17)))*(H987-D987))))","v":4.0340416555562086E-4},{"$f":"(D987+((((EXP(-(B988-B987)*10^-3/$F$18)))*(I987-D987))))","v":8.1177651222668068E-3},{"$f":"(D987+((((EXP(-(B988-B987)*10^-3/$F$19)))*(JX987-D987))))","v":9.7366729294545706E-4},{"$f":"(D987+((((EXP(-(B988-B987)*10^-3/$F$20)))*(K987-D987))))","v":3.4788797209312969},{"$f":"(D987+((((EXP(-(B988-B987)*10^-3/$F$21)))*(L987-D987))))","v":9.5537032035689862E-2},{"$f":"(D987+((((EXP(-(B988-B987)*10^-3/$F$22)))*(M987-D987))))","v":2.4859491768209008E-2},1.9268850493419087E-3,6.4454998218277382E-5,4.1174030329660383E-5,49.466546924131606,{"$f":"(D987+((((EXP(-(B988-B987)*10^-3/$B$14)))*(R987-D987))))","v":0.98769833451098421},{"$f":"(D987+((((EXP(-(B988-B987)*10^-3/$B$15)))*(S987-D987))))","v":0.98769169502448939},{"$f":"(D987+((((EXP(-(B988-B987)*10^-3/$B$16)))*(T987-D987))))","v":0.99907239498581424},{"$f":"(D987+((((EXP(-(B988-B987)*10^-3/$B$17)))*(U987-D987))))","v":0.16764869642988733},{"$f":"(D987+((((EXP(-(B988-B987)*10^-3/$B$18)))*(V987-D987))))","v":0.16764869642988733},0.16764869642988733,0.16764869642988733,null,null,27.182146429723797,null,null,5.5677867902665122E-6,0,0,22.284400494407809]
[962,1.1147161066048665,5.5735805330243338,{"$f":"IF('Calculation Sheet'!$D$59=\"YES\",(Vcc_max-C989)*ILIM_FINAL_TOL,(Vcc_max-C989)*($AE$13+IF(C989>=$AE$8,$AE$7,0)+(IF(C989>=$AE$6,C989,0)/$AE$5)+IF(C989>$AE$10,($AE$9/C989),0)))","v":3.2132455516542713},3.2377933430230956,3.157585170972208,0.35904391045926687,4.0369702722120593E-4,8.1236497026306864E-3,9.7279107375225493E-4,3.4759844987933746,9.5605113612675208E-2,2.487745436347355E-2,{"$f":"(D988+((((EXP(-(B989-B988)*10^-3/$F$23)))*(N988-D988))))","v":1.9282835127087949E-3},{"$f":"(D988+((((EXP(-(B989-B988)*10^-3/$F$24)))*(O988-D988))))","v":6.4501794027727044E-5},{"$f":"(D988+((((EXP(-(B989-B988)*10^-3/$F$25)))*(P988-D988))))","v":4.1203923755173122E-5},{"$f":"$C$6+(E989*$G$14)+(F989*$G$15)+(G989*$G$16)+(H989*$G$17)+(I989*$G$18)+(J989*$G$19)+(K989*$G$20)+(L989*$G$21)+(M989*$G$22)","v":49.459042512968018},0.98826533727726185,0.98825869510104791,0.99964398069702431,0.16776644207872549,0.16776644207872549,{"$f":"(D988+((((EXP(-(B989-B988)*10^-3/$B$19)))*(W988-D988))))","v":0.16776644207872549},{"$f":"(D988+((((EXP(-(B989-B988)*10^-3/$B$20)))*(X988-D988))))","v":0.16776644207872549},null,null,{"$f":"$C$6+(R989*$C$14)+(S989*$C$15)+(T989*$C$16)+(U989*$C$17)+(V989*$C$18)+(W989*$C$19)+(X989*$C$20)","v":27.183584278323213},null,null,5.5735805330243334E-6,0,0,22.275458234644805]
[963,1.1158748551564308,5.5793742757821549,{"$f":"IF('Calculation Sheet'!$D$59=\"YES\",(Vcc_max-C990)*ILIM_FINAL_TOL,(Vcc_max-C990)*($AE$13+IF(C990>=$AE$8,$AE$7,0)+(IF(C990>=$AE$6,C990,0)/$AE$5)+IF(C990>$AE$10,($AE$9/C990),0)))","v":3.210348685182923},3.2348964771206421,3.1576614274302255,0.35928561009067517,4.0398962503829239E-4,8.1295289583871444E-3,9.7191485453906878E-4,3.4730892585365321,9.5673130504027704E-2,2.4895400552203739E-2,1.9296807150781525E-3,6.4548547685561175E-5,4.12337902542248E-5,49.451523293013921,0.98883145870062572,0.98882481384218401,1.0002146722020755,0.16788407129056759,0.16788407129056759,0.16788407129056759,0.16788407129056759,null,null,27.185020465256564,null,null,5.5793742757821547E-6,0,0,22.266502827757357]
[964,1.1170336037079951,5.5851680185399761,{"$f":"IF('Calculation Sheet'!$D$59=\"YES\",(Vcc_max-C991)*ILIM_FINAL_TOL,(Vcc_max-C991)*($AE$13+IF(C991>=$AE$8,$AE$7,0)+(IF(C991>=$AE$6,C991,0)/$AE$5)+IF(C991>$AE$10,($AE$9/C991),0)))","v":3.2074518186444387},3.2319996111510538,3.1577336106170746,0.35952704394188784,4.0428195900732433E-4,8.1354028895459507E-3,9.7103863530501044E-4,3.4701940003596903,9.5741082711157333E-2,2.4913330334491501E-2,1.9310766564508697E-3,6.4595259191779775E-5,4.1263629826815418E-5,49.443989281955432,0.98939669900530669,0.98939005147212455,1.0007844697314869,0.16800158406990784,0.16800158406990784,0.16800158406990784,0.16800158406990784,null,null,27.186454990730237,null,null,5.585168018539976E-6,0,0,22.257534291225195]
[965,1.1181923522595594,5.5909617612977982,{"$f":"IF('Calculation Sheet'!$D$59=\"YES\",(Vcc_max-C992)*ILIM_FINAL_TOL,(Vcc_max-C992)*($AE$13+IF(C992>=$AE$8,$AE$7,0)+(IF(C992>=$AE$6,C992,0)/$AE$5)+IF(C992>$AE$10,($AE$9/C992),0)))","v":3.2045549520388206},3.2291027451143308,3.1578017261131719,0.35976821203540599,4.0457402912830176E-4,8.1412714961168753E-3,9.7016241605096809E-4,3.4672987244595785,9.580897023547319E-2,2.4931243710428319E-2,1.9324713368273905E-3,6.4641928545938754E-5,4.1293442472944974E-5,49.436440497450633,0.98996105841547832,0.98995440821503999,1.0013533735157187,0.16811898042124129,0.16811898042124129,0.16811898042124129,0.16811898042124129,null,null,27.187887854950599,null,null,5.5909617612977982E-6,0,0,22.248552642500034]
[966,1.1193511008111237,5.5967555040556194,{"$f":"IF('Calculation Sheet'!$D$59=\"YES\",(Vcc_max-C993)*ILIM_FINAL_TOL,(Vcc_max-C993)*($AE$13+IF(C993>=$AE$8,$AE$7,0)+(IF(C993>=$AE$6,C993,0)/$AE$5)+IF(C993>$AE$10,($AE$9/C993),0)))","v":3.2016580853660668},3.2262058790104726,3.157865779491289,0.36000911439372896,4.0486583540122467E-4,8.1471347781096881E-3,9.6928619677649763E-4,3.4644034310307577,9.5876793078385703E-2,2.4949140680106563E-2,1.9338647562077149E-3,6.4688555748482202E-5,4.132322819261347E-5,49.428876957129759,0.99052453715525735,0.99051788429504306,1.0019213837851706,0.16823626034906169,0.16823626034906169,0.16823626034906169,0.16823626034906169,null,null,27.189319058123942,null,null,5.5967555040556195E-6,0,0,22.239557899005817]
[967,1.1205098493626882,5.6025492468134415,{"$f":"IF('Calculation Sheet'!$D$59=\"YES\",(Vcc_max-C994)*ILIM_FINAL_TOL,(Vcc_max-C994)*($AE$13+IF(C994>=$AE$8,$AE$7,0)+(IF(C994>=$AE$6,C994,0)/$AE$5)+IF(C994>$AE$10,($AE$9/C994),0)))","v":3.1987612186261782},3.2233090128394792,3.1579257763165622,0.3602497510393543,4.0515737782609307E-4,8.1529927355337151E-3,9.6840997748204316E-4,3.4615081202656439,9.594455124130441E-2,2.4967021243618159E-2,1.9352569145931753E-3,6.4735140798966029E-5,4.1352986985820905E-5,49.421298678595221,0.99108713544870364,0.99108047993619008,1.002488500770184,0.16835342385786367,0.16835342385786367,0.16835342385786367,0.16835342385786367,null,null,27.190748600456565,null,null,5.6025492468134416E-6,0,0,22.230550078138656]
[968,1.1216685979142524,5.6083429895712635,{"$f":"IF('Calculation Sheet'!$D$59=\"YES\",(Vcc_max-C995)*ILIM_FINAL_TOL,(Vcc_max-C995)*($AE$13+IF(C995>=$AE$8,$AE$7,0)+(IF(C995>=$AE$6,C995,0)/$AE$5)+IF(C995>$AE$10,($AE$9/C995),0)))","v":3.1958643518191545},3.2204121466013516,3.1579817221465034,0.36049012199477692,4.0544865640290695E-4,8.1588453683987261E-3,9.6753375816716058E-4,3.4586127923545349,9.6012244725638407E-2,2.4984885401055035E-2,1.9366478119837716E-3,6.4781683697834325E-5,4.138271885256728E-5,49.413705679421625,0.9916488535198198,0.99164219536247966,1.0030547247010402,0.16847047095214096,0.16847047095214096,0.16847047095214096,0.16847047095214096,null,null,27.192176482154679,null,null,5.6083429895712637E-6,0,0,22.221529197266946]
[969,1.1228273464658167,5.6141367323290847,{"$f":"IF('Calculation Sheet'!$D$59=\"YES\",(Vcc_max-C996)*ILIM_FINAL_TOL,(Vcc_max-C996)*($AE$13+IF(C996>=$AE$8,$AE$7,0)+(IF(C996>=$AE$6,C996,0)/$AE$5)+IF(C996>$AE$10,($AE$9/C996),0)))","v":3.192967484944996},3.2175152802960887,3.1580336225310108,0.36073022728249082,4.0573967113166631E-4,8.1646926767140471E-3,9.6665753883184991E-4,3.4557174474856303,9.6079873532797677E-2,2.5002733152509116E-2,1.9380374483799478E-3,6.4828184445087089E-5,4.1412423792852593E-5,49.406097977155994,0.99220969159255157,0.99220303079785399,1.0036200558079611,0.16858740163638775,0.16858740163638775,0.16858740163638775,0.16858740163638775,null,null,27.19360270342446,null,null,5.614136732329085E-6,0,0,22.212495273731534]
[970,1.123986095017381,5.6199304750869059,{"$f":"IF('Calculation Sheet'!$D$59=\"YES\",(Vcc_max-C997)*ILIM_FINAL_TOL,(Vcc_max-C997)*($AE$13+IF(C997>=$AE$8,$AE$7,0)+(IF(C997>=$AE$6,C997,0)/$AE$5)+IF(C997>$AE$10,($AE$9/C997),0)))","v":3.1900706180037033},3.2146184139236911,3.1580814830123787,0.36097006692498734,4.0603042201237116E-4,8.170534660489448E-3,9.6578131947611112E-4,3.4528220858450558,9.6147437664192203E-2,2.5020564498072329E-2,1.9394258237825923E-3,6.4874643040280233E-5,4.1442101806676845E-5,49.398475589317734,0.99276964989078786,0.99276298646619843,1.0041844943211098,0.16870421591509732,0.16870421591509732,0.16870421591509732,0.16870421591509732,null,null,27.195027264472053,null,null,5.6199304750869063E-6,0,0,22.203448324845681]
[971,1.1251448435689453,5.6257242178447271,{"$f":"IF('Calculation Sheet'!$D$59=\"YES\",(Vcc_max-C998)*ILIM_FINAL_TOL,(Vcc_max-C998)*($AE$13+IF(C998>=$AE$8,$AE$7,0)+(IF(C998>=$AE$6,C998,0)/$AE$5)+IF(C998>$AE$10,($AE$9/C998),0)))","v":3.1871737509952749},3.2117215474841583,3.1581253091253081,0.36120964094475605,4.0632090904502149E-4,8.1763713197351429E-3,9.6490510010038832E-4,3.4499267076168865,9.6214937121231081E-2,2.5038379437837044E-2,1.9408129381921491E-3,6.4921059483857846E-5,4.1471752894040037E-5,49.390838533398821,0.99332872863835986,0.99332206259134104,1.0047480404705893,0.16882091379276343,0.16882091379276343,0.16882091379276343,0.16882091379276343,null,null,27.196450165503546,null,null,5.6257242178447267E-6,0,0,22.194388367895275]
[972,1.1263035921205096,5.6315179606025492,{"$f":"IF('Calculation Sheet'!$D$59=\"YES\",(Vcc_max-C999)*ILIM_FINAL_TOL,(Vcc_max-C999)*($AE$13+IF(C999>=$AE$8,$AE$7,0)+(IF(C999>=$AE$6,C999,0)/$AE$5)+IF(C999>$AE$10,($AE$9/C999),0)))","v":3.1842768839197122},3.2088246809774907,3.1581651063969183,0.36144894936428518,4.0661113222961731E-4,8.1822026544600135E-3,9.6402888070423742E-4,3.4470313129831687,9.6282371905323849E-2,2.5056177971894744E-2,1.9421987916090622E-3,6.4967433775819927E-5,4.1501377054942168E-5,49.383186826863671,0.99388692805904277,0.9938802593970526,1.0053106944864445,0.16893749527387891,0.16893749527387891,0.16893749527387891,0.16893749527387891,null,null,27.197871406724982,null,null,5.6315179606025489E-6,0,0,22.185315420138689]
[973,1.1274623406720738,5.6373117033603704,{"$f":"IF('Calculation Sheet'!$D$59=\"YES\",(Vcc_max-C1000)*ILIM_FINAL_TOL,(Vcc_max-C1000)*($AE$13+IF(C1000>=$AE$8,$AE$7,0)+(IF(C1000>=$AE$6,C1000,0)/$AE$5)+IF(C1000>$AE$10,($AE$9/C1000),0)))","v":3.1813800167770143},3.2059278144036885,3.1582008803467554,0.36168799220606029,4.0690109156615861E-4,8.1880286646742739E-3,9.6315266128765842E-4,3.4441359021239428,9.6349742017880047E-2,2.50739601003378E-2,1.9435833840337757E-3,6.5013765915722388E-5,4.1530974289383238E-5,49.375520487149487,0.99444424837655454,0.99443757710704794,1.0058724565986594,0.16905396036293752,0.16905396036293752,0.16905396036293752,0.16905396036293752,null,null,27.199290988342387,null,null,5.6373117033603702E-6,0,0,22.1762294988071]
[974,1.1286210892236384,5.6431054461181924,{"$f":"IF('Calculation Sheet'!$D$59=\"YES\",(Vcc_max-C1001)*ILIM_FINAL_TOL,(Vcc_max-C1001)*($AE$13+IF(C1001>=$AE$8,$AE$7,0)+(IF(C1001>=$AE$6,C1001,0)/$AE$5)+IF(C1001>$AE$10,($AE$9/C1001),0)))","v":3.1784831495671813},3.2030309477627505,3.1582326364868036,0.36192676949256564,4.071907870546454E-4,8.19384935038725E-3,9.6227644185065131E-4,3.4412404752172647,9.6417047460309213E-2,2.5091725823257693E-2,1.9449667154667338E-3,6.5060055904009317E-5,4.1560544597363247E-5,49.367839531666114,0.99500068981455581,0.99499401594498416,1.0064333270371604,0.16917030906443165,0.16917030906443165,0.16917030906443165,0.16917030906443165,null,null,27.200708910561691,null,null,5.6431054461181923E-6,0,0,22.167130621104423]
[975,1.1297798377752026,5.6488991888760145,{"$f":"IF('Calculation Sheet'!$D$59=\"YES\",(Vcc_max-C1002)*ILIM_FINAL_TOL,(Vcc_max-C1002)*($AE$13+IF(C1002>=$AE$8,$AE$7,0)+(IF(C1002>=$AE$6,C1002,0)/$AE$5)+IF(C1002>$AE$10,($AE$9/C1002),0)))","v":3.175586282290213},3.2001340810546783,3.1582603803214959,0.36216528124628278,4.0748021869507767E-4,8.1996647116087118E-3,9.6140022239366019E-4,3.43834503243923,9.6484288234020887E-2,2.5109475140746795E-2,1.9463487859083806E-3,6.5106303740236626E-5,4.1590087978882195E-5,49.360143977796291,0.99555625259665037,0.99554957613446105,1.0069933060318128,0.16928654138285459,0.16928654138285459,0.16928654138285459,0.16928654138285459,null,null,27.202125173588829,null,null,5.6488991888760144E-6,0,0,22.158018804207462]
[976,1.1309385863267669,5.6546929316338357,{"$f":"IF('Calculation Sheet'!$D$59=\"YES\",(Vcc_max-C1003)*ILIM_FINAL_TOL,(Vcc_max-C1003)*($AE$13+IF(C1003>=$AE$8,$AE$7,0)+(IF(C1003>=$AE$6,C1003,0)/$AE$5)+IF(C1003>$AE$10,($AE$9/C1003),0)))","v":3.1726894149461109},3.1972372142794709,3.1582841173477236,0.3624035274896924,4.0776938648745542E-4,8.2054747483479851E-3,9.6052400291624096E-4,3.4354495739639921,9.6551464340424165E-2,2.5127208052896588E-2,1.9477295953596041E-3,6.5152509424848404E-5,4.1619604433940083E-5,49.352433842895536,0.99611093694638564,0.99610425789902246,1.0075523938124245,0.16940265732269877,0.16940265732269877,0.16940265732269877,0.16940265732269877,null,null,27.203539777629672,null,null,5.6546929316338357E-6,0,0,22.148894065265864]
[977,1.1320973348783312,5.6604866743916569,{"$f":"IF('Calculation Sheet'!$D$59=\"YES\",(Vcc_max-C1004)*ILIM_FINAL_TOL,(Vcc_max-C1004)*($AE$13+IF(C1004>=$AE$8,$AE$7,0)+(IF(C1004>=$AE$6,C1004,0)/$AE$5)+IF(C1004>$AE$10,($AE$9/C1004),0)))","v":3.1697925475348732},3.1943403474371288,3.1583038530548473,0.36264150824527253,4.0805829043222275E-4,8.2112794606152839E-3,9.5964778341839363E-4,3.4325540999637858,9.6618575780928584E-2,2.5144924559799442E-2,1.9491091438208485E-3,6.519867295784465E-5,4.1649093962536909E-5,49.34470914429243,0.99666474308725217,0.99665806146215541,1.0081105906087426,0.16951865688845658,0.16951865688845658,0.16951865688845658,0.16951865688845658,null,null,27.204952722890042,null,null,5.660486674391657E-6,0,0,22.139756421402389]
[978,1.1332560834298955,5.6662804171494789,{"$f":"IF('Calculation Sheet'!$D$59=\"YES\",(Vcc_max-C1005)*ILIM_FINAL_TOL,(Vcc_max-C1005)*($AE$13+IF(C1005>=$AE$8,$AE$7,0)+(IF(C1005>=$AE$6,C1005,0)/$AE$5)+IF(C1005>$AE$10,($AE$9/C1005),0)))","v":3.1668956800565007},3.1914434805276519,3.1583195929247072,0.3628792235354994,4.0834693052893556E-4,8.2170788484199342E-3,9.5877156390056228E-4,3.4296586106089477,9.668562255694324E-2,2.5162624661547284E-2,1.950487431292558E-3,6.5244794338781276E-5,4.1678556564672675E-5,49.336969899288526,0.99721767124268279,0.99721098704728917,1.0086678966504561,0.16963454008461998,0.16963454008461998,0.16963454008461998,0.16963454008461998,null,null,27.206364009575729,null,null,5.6662804171494792E-6,0,0,22.130605889712797]
[979,1.1344148319814598,5.6720741599072992,{"$f":"IF('Calculation Sheet'!$D$59=\"YES\",(Vcc_max-C1006)*ILIM_FINAL_TOL,(Vcc_max-C1006)*($AE$13+IF(C1006>=$AE$8,$AE$7,0)+(IF(C1006>=$AE$6,C1006,0)/$AE$5)+IF(C1006>$AE$10,($AE$9/C1006),0)))","v":3.1639988125109939},3.1885466135510399,3.1583313424316328,0.36311667338284792,4.0863530677759385E-4,8.2228729117717059E-3,9.5789534436230284E-4,3.4267631060679382,9.6752604669877673E-2,2.518030835823204E-2,1.9518644577751765E-3,6.529087356810237E-5,4.170799224034738E-5,49.32921612515851,0.99776972163605437,0.99776303487779705,1.009224312167194,0.16975030691568138,0.16975030691568138,0.16975030691568138,0.16975030691568138,null,null,27.207773637892469,null,null,5.6720741599072996E-6,0,0,22.121442487266041]
[980,1.135573580533024,5.6778679026651204,{"$f":"IF('Calculation Sheet'!$D$59=\"YES\",(Vcc_max-C1007)*ILIM_FINAL_TOL,(Vcc_max-C1007)*($AE$13+IF(C1007>=$AE$8,$AE$7,0)+(IF(C1007>=$AE$6,C1007,0)/$AE$5)+IF(C1007>$AE$10,($AE$9/C1007),0)))","v":3.1611019448983515},3.185649746507293,3.1583391070424542,0.36335385780979035,4.0892341917864172E-4,8.2286616506799248E-3,9.5701912480361528E-4,3.4238675865073604,9.6819522121141421E-2,2.5197975649945636E-2,1.9532402232691481E-3,6.5336910645807933E-5,4.1737400989561024E-5,49.321447839150245,0.99832089449068651,0.9983142051769951,1.0097798373885261,0.16986595738613275,0.16986595738613275,0.16986595738613275,0.16986595738613275,null,null,27.209181608045959,null,null,5.67786790266512E-6,0,0,22.112266231104286]
[981,1.1367323290845883,5.6836616454229416,{"$f":"IF('Calculation Sheet'!$D$59=\"YES\",(Vcc_max-C1008)*ILIM_FINAL_TOL,(Vcc_max-C1008)*($AE$13+IF(C1008>=$AE$8,$AE$7,0)+(IF(C1008>=$AE$6,C1008,0)/$AE$5)+IF(C1008>$AE$10,($AE$9/C1008),0)))","v":3.1582050772185748},3.1827528793964115,3.1583428922165115,0.36359077683879715,4.0921126773163508E-4,8.234445065154361E-3,9.5614290522449963E-4,3.4209720520919826,9.6886374912143136E-2,2.521562653678E-2,1.9546147277753612E-3,6.5382905571453875E-5,4.1766782812757697E-5,49.313665058484816,0.99887119002984193,0.99886449816814205,1.0103344725439638,0.1699814915004656,0.1699814915004656,0.1699814915004656,0.1699814915004656,null,null,27.210587920241849,null,null,5.6836616454229413E-6,0,0,22.103077138242966]
[982,1.1378910776361528,5.6894553881807646,{"$f":"IF('Calculation Sheet'!$D$59=\"YES\",(Vcc_max-C1009)*ILIM_FINAL_TOL,(Vcc_max-C1009)*($AE$13+IF(C1009>=$AE$8,$AE$7,0)+(IF(C1009>=$AE$6,C1009,0)/$AE$5)+IF(C1009>$AE$10,($AE$9/C1009),0)))","v":3.1553082094716616},3.1798560122183943,3.158342703405665,0.3638274304923379,4.09498852437018E-4,8.2402231552047844E-3,9.5526668562539996E-4,3.4180765029847557,9.6953163044292356E-2,2.5233261018827058E-2,1.9559879712938155E-3,6.5428858345484286E-5,4.1796137709493308E-5,49.305867800356715,0.99942060847672698,0.99941391407444113,1.0108882178629588,0.17009690926317189,0.17009690926317189,0.17009690926317189,0.17009690926317189,null,null,27.211992574685755,null,null,5.6894553881807643E-6,0,0,22.09387522567096]
[983,1.1390498261877171,5.6952491309385858,{"$f":"IF('Calculation Sheet'!$D$59=\"YES\",(Vcc_max-C1010)*ILIM_FINAL_TOL,(Vcc_max-C1010)*($AE$13+IF(C1010>=$AE$8,$AE$7,0)+(IF(C1010>=$AE$6,C1010,0)/$AE$5)+IF(C1010>$AE$10,($AE$9/C1010),0)))","v":3.1524113416576149},3.1769591449732428,3.1583385460543059,0.36406381879287864,4.0978617329434641E-4,8.245995920840965E-3,9.543904660054281E-4,3.4151809393468375,9.7019886518998177E-2,2.525087909617918E-2,1.9573599538253994E-3,6.5474768967455077E-5,4.1825465679767859E-5,49.29805608193378,0.99996915005449072,0.99996245311903742,1.0114410735749035,0.1702122106787427,0.1702122106787427,0.1702122106787427,0.1702122106787427,null,null,27.213395571583238,null,null,5.6952491309385856E-6,0,0,22.084660510350542]
[984,1.1402085747392814,5.7010428736964069,{"$f":"IF('Calculation Sheet'!$D$59=\"YES\",(Vcc_max-C1011)*ILIM_FINAL_TOL,(Vcc_max-C1011)*($AE$13+IF(C1011>=$AE$8,$AE$7,0)+(IF(C1011>=$AE$6,C1011,0)/$AE$5)+IF(C1011>$AE$10,($AE$9/C1011),0)))","v":3.1495144737764331},3.1740622776609562,3.1583304255993667,0.36429994176288449,4.100732303040644E-4,8.2517633620722286E-3,9.5351424636591631E-4,3.4122853613376081,9.7086545337670138E-2,2.5268480768927848E-2,1.9587306753705569E-3,6.5520637437810336E-5,4.1854766723581349E-5,49.290229920357326,1.0005168149862258,1.00051011552502,1.0119930399091315,0.17032739575166911,0.17032739575166911,0.17032739575166911,0.17032739575166911,null,null,27.21479691113981,null,null,5.7010428736964069E-6,0,0,22.075433009217516]
[985,1.1413673232908457,5.7068366164542281,{"$f":"IF('Calculation Sheet'!$D$59=\"YES\",(Vcc_max-C1012)*ILIM_FINAL_TOL,(Vcc_max-C1012)*($AE$13+IF(C1012>=$AE$8,$AE$7,0)+(IF(C1012>=$AE$6,C1012,0)/$AE$5)+IF(C1012>$AE$10,($AE$9/C1012),0)))","v":3.1466176058281166},3.1711654102815348,3.1583183474703307,0.3645357994248184,4.1036002346572786E-4,8.2575254789083452E-3,9.5263802670553233E-4,3.409389769114691,9.715313950171689E-2,2.5286066037164989E-2,1.9601001359297321E-3,6.5566463756550064E-5,4.1884040840933778E-5,49.282389332742206,1.001063603494968,1.0010569015154207,1.012544117094917,0.17044246448644262,0.17044246448644262,0.17044246448644262,0.17044246448644262,null,null,27.216196593560955,null,null,5.7068366164542282E-6,0,0,22.06619273918125]
[986,1.14252607184241,5.7126303592120502,{"$f":"IF('Calculation Sheet'!$D$59=\"YES\",(Vcc_max-C1013)*ILIM_FINAL_TOL,(Vcc_max-C1013)*($AE$13+IF(C1013>=$AE$8,$AE$7,0)+(IF(C1013>=$AE$6,C1013,0)/$AE$5)+IF(C1013>$AE$10,($AE$9/C1013),0)))","v":3.1437207378126644},3.1682685428349786,3.1583023170892432,0.36477139180114149,4.106465527797809E-4,8.2632822713590848E-3,9.5176180702516433E-4,3.4064941628339742,9.7219669012547527E-2,2.5303634900982974E-2,1.9614683355038132E-3,6.5612247923230171E-5,4.1913288031825147E-5,49.274534336176913,1.0016095158036959,1.0016028113132154,1.0130943053614749,0.17055741688755388,0.17055741688755388,0.17055741688755388,0.17055741688755388,null,null,27.217594619052111,null,null,5.7126303592120503E-6,0,0,22.056939717124802]
[987,1.1436848203939742,5.7184241019698714,{"$f":"IF('Calculation Sheet'!$D$59=\"YES\",(Vcc_max-C1014)*ILIM_FINAL_TOL,(Vcc_max-C1014)*($AE$13+IF(C1014>=$AE$8,$AE$7,0)+(IF(C1014>=$AE$6,C1014,0)/$AE$5)+IF(C1014>$AE$10,($AE$9/C1014),0)))","v":3.1408238697300783},3.1653716753212873,3.1582823398707207,0.36500671891431313,4.1093281824622352E-4,8.2690337394337732E-3,9.5088558732436823E-4,3.4035985426496271,9.728613387157159E-2,2.5321187360473285E-2,1.9628352740928001E-3,6.5657989938294747E-5,4.1942508296255454E-5,49.26666494772364,1.0021545521353321,1.0021478451413222,1.013643604937962,0.17067225295949351,0.17067225295949351,0.17067225295949351,0.17067225295949351,null,null,27.218990987818646,null,null,5.7184241019698716E-6,0,0,22.047673959904994]
[988,1.1448435689455385,5.7242178447276926,{"$f":"IF('Calculation Sheet'!$D$59=\"YES\",(Vcc_max-C1015)*ILIM_FINAL_TOL,(Vcc_max-C1015)*($AE$13+IF(C1015>=$AE$8,$AE$7,0)+(IF(C1015>=$AE$6,C1015,0)/$AE$5)+IF(C1015>$AE$10,($AE$9/C1015),0)))","v":3.1379270015803566},3.1624748077404612,3.1582584212219618,0.36524178078679093,4.1121881986461162E-4,8.2747798831426245E-3,9.5000936760314403E-4,3.4007029087141203,9.7352534080197728E-2,2.5338723415728293E-2,1.9642009516975811E-3,6.5703689801743792E-5,4.1971701634224701E-5,49.258781184418254,1.0026987127127422,1.0026920032226037,1.014192016053475,0.17078697270675214,0.17078697270675214,0.17078697270675214,0.17078697270675214,null,null,27.220385700065926,null,null,5.7242178447276929E-6,0,0,22.038395484352328]
[989,1.1460023174971028,5.7300115874855146,{"$f":"IF('Calculation Sheet'!$D$59=\"YES\",(Vcc_max-C1016)*ILIM_FINAL_TOL,(Vcc_max-C1016)*($AE$13+IF(C1016>=$AE$8,$AE$7,0)+(IF(C1016>=$AE$6,C1016,0)/$AE$5)+IF(C1016>$AE$10,($AE$9/C1016),0)))","v":3.1350301333634993},3.1595779400925004,3.1582305665427568,0.36547657744103024,4.1150455763538929E-4,8.2805207024945204E-3,9.4913314786193581E-4,3.3978072611782446,9.7418869639835037E-2,2.5356243066839479E-2,1.9655653683186003E-3,6.5749347513133216E-5,4.2000868045732886E-5,49.250883063270543,1.0032419977587348,1.0032352857798643,1.0147395389370515,0.17090157613381995,0.17090157613381995,0.17090157613381995,0.17090157613381995,null,null,27.221778755999235,null,null,5.730011587485515E-6,0,0,22.029104307271307]
[990,1.1471610660486673,5.7358053302433367,{"$f":"IF('Calculation Sheet'!$D$59=\"YES\",(Vcc_max-C1017)*ILIM_FINAL_TOL,(Vcc_max-C1017)*($AE$13+IF(C1017>=$AE$8,$AE$7,0)+(IF(C1017>=$AE$6,C1017,0)/$AE$5)+IF(C1017>$AE$10,($AE$9/C1017),0)))","v":3.1321332650795082},3.1566810723774039,3.1581987812254981,0.36571110889948466,4.1179003155855654E-4,8.2862561974996751E-3,9.482569280998554E-4,3.3949116001911279,9.7485140551892169E-2,2.5373746313899215E-2,1.9669285239563017E-3,6.5794963072907109E-5,4.2030007530780011E-5,49.242970601264119,1.0037844074960622,1.0037776930358535,1.0152861738176711,0.17101606324518759,0.17101606324518759,0.17101606324518759,0.17101606324518759,null,null,27.223170155823848,null,null,5.7358053302433363E-6,0,0,22.019800445440271]
[991,1.1483198146002316,5.7415990730011579,{"$f":"IF('Calculation Sheet'!$D$59=\"YES\",(Vcc_max-C1018)*ILIM_FINAL_TOL,(Vcc_max-C1018)*($AE$13+IF(C1018>=$AE$8,$AE$7,0)+(IF(C1018>=$AE$6,C1018,0)/$AE$5)+IF(C1018>$AE$10,($AE$9/C1018),0)))","v":3.1292363967283818},3.1537842045951732,3.1581630706551906,0.36594537518460513,4.1207524163411335E-4,8.2919863681674144E-3,9.4738070831823507E-4,3.3920159259002571,9.7551346817778661E-2,2.5391233156999427E-2,1.9682904186111294E-3,6.5840536480621381E-5,4.2059120089366075E-5,49.235043815356619,1.0043259421474198,1.0043192252132624,1.0158319209242532,0.17113043404534434,0.17113043404534434,0.17113043404534434,0.17113043404534434,null,null,27.22455989974496,null,null,5.7415990730011576E-6,0,0,22.010483915611658]
[992,1.1494785631517959,5.74739281575898,{"$f":"IF('Calculation Sheet'!$D$59=\"YES\",(Vcc_max-C1019)*ILIM_FINAL_TOL,(Vcc_max-C1019)*($AE$13+IF(C1019>=$AE$8,$AE$7,0)+(IF(C1019>=$AE$6,C1019,0)/$AE$5)+IF(C1019>$AE$10,($AE$9/C1019),0)))","v":3.1263395283101207},3.1508873367458072,3.1581234402094616,0.36617937631884212,4.1236018786205975E-4,8.2977112145075083E-3,9.4650448851574254E-4,3.389120238451492,9.7617488438903166E-2,2.5408703596232041E-2,1.9696510522835275E-3,6.5886067736720122E-5,4.2088205721491079E-5,49.227102722479664,1.0048666019354462,1.0048598825347264,1.0163767804856589,0.17124468853878083,0.17124468853878083,0.17124468853878083,0.17124468853878083,null,null,27.22594798796775,null,null,5.7473928157589797E-6,0,0,22.001154734511914]
[993,1.1506373117033601,5.7531865585168012,{"$f":"IF('Calculation Sheet'!$D$59=\"YES\",(Vcc_max-C1020)*ILIM_FINAL_TOL,(Vcc_max-C1020)*($AE$13+IF(C1020>=$AE$8,$AE$7,0)+(IF(C1020>=$AE$6,C1020,0)/$AE$5)+IF(C1020>$AE$10,($AE$9/C1020),0)))","v":3.1234426598247245},3.1479904688293066,3.1580798952585707,0.36641311232464302,4.1264487024239571E-4,8.3034307365297266E-3,9.4562826869326599E-4,3.3862245379890852,9.7683565416674334E-2,2.5426157631688984E-2,1.9710104249743843E-3,6.5931556841203331E-5,4.2117264427155021E-5,49.219147339538956,1.0054063870827235,1.0053996652228241,1.01692075273069,0.17135882672998637,0.17135882672998637,0.17135882672998637,0.17135882672998637,null,null,27.227334420697339,null,null,5.753186558516801E-6,0,0,21.991812918841617]
[994,1.1517960602549244,5.7589803012746223,{"$f":"IF('Calculation Sheet'!$D$59=\"YES\",(Vcc_max-C1021)*ILIM_FINAL_TOL,(Vcc_max-C1021)*($AE$13+IF(C1021>=$AE$8,$AE$7,0)+(IF(C1021>=$AE$6,C1021,0)/$AE$5)+IF(C1021>$AE$10,($AE$9/C1021),0)))","v":3.1205457912721939},3.1450936008456711,3.1580324411654197,0.36664658322445387,4.1292928877512125E-4,8.3091449342438395E-3,9.4475204885036135E-4,3.3833288246557007,9.774957775250126E-2,2.5443595263462182E-2,1.9723685366836996E-3,6.597700379362692E-5,4.2146296206357903E-5,49.211177683414419,1.0059452978117776,1.0059385735000772,1.0174638378880894,0.17147284862345025,0.17147284862345025,0.17147284862345025,0.17147284862345025,null,null,27.228719198138808,null,null,5.7589803012746223E-6,0,0,21.982458485275611]
[995,1.1529548088064887,5.7647740440324435,{"$f":"IF('Calculation Sheet'!$D$59=\"YES\",(Vcc_max-C1022)*ILIM_FINAL_TOL,(Vcc_max-C1022)*($AE$13+IF(C1022>=$AE$8,$AE$7,0)+(IF(C1022>=$AE$6,C1022,0)/$AE$5)+IF(C1022>$AE$10,($AE$9/C1022),0)))","v":3.1176489226525277},3.1421967327949005,3.1579810832855642,0.36687978904071894,4.1321344346023636E-4,8.3148538076591727E-3,9.438758289870286E-4,3.3804330985924298,9.7815525447792595E-2,2.5461016491643562E-2,1.9737253874123617E-3,6.6022408594434978E-5,4.2175301059099723E-5,49.203193770960191,1.0064833343450772,1.0064766075889513,1.0180060361865411,0.17158675422366176,0.17158675422366176,0.17158675422366176,0.17158675422366176,null,null,27.230102320497195,null,null,5.7647740440324436E-6,0,0,21.973091450462995]
[996,1.154113557358053,5.7705677867902656,{"$f":"IF('Calculation Sheet'!$D$59=\"YES\",(Vcc_max-C1023)*ILIM_FINAL_TOL,(Vcc_max-C1023)*($AE$13+IF(C1023>=$AE$8,$AE$7,0)+(IF(C1023>=$AE$6,C1023,0)/$AE$5)+IF(C1023>$AE$10,($AE$9/C1023),0)))","v":3.1147520539657272},3.1392998646769952,3.157925826967221,0.36711272979588028,4.1349733429774105E-4,8.3205573567854962E-3,9.4299960910326774E-4,3.3775373599388088,9.788140850395699E-2,2.5478421316325051E-2,1.9750809771608147E-3,6.6067771243627504E-5,4.2204278985380483E-5,49.195195619004657,1.0070204969050347,1.0070137677118551,1.0185473478546698,0.17170054353511022,0.17170054353511022,0.17170054353511022,0.17170054353511022,null,null,27.231483787977492,null,null,5.7705677867902658E-6,0,0,21.963711831027165]
[997,1.1552723059096173,5.7763615295480868,{"$f":"IF('Calculation Sheet'!$D$59=\"YES\",(Vcc_max-C1024)*ILIM_FINAL_TOL,(Vcc_max-C1024)*($AE$13+IF(C1024>=$AE$8,$AE$7,0)+(IF(C1024>=$AE$6,C1024,0)/$AE$5)+IF(C1024>$AE$10,($AE$9/C1024),0)))","v":3.1118551852117911},3.1364029964919551,3.1578666775512811,0.36734540551237815,4.1378096128763531E-4,8.326255581632136E-3,9.4212338919952288E-4,3.374641608832837,9.7947226922403541E-2,2.5495809737598574E-2,1.9764353059295026E-3,6.611309174076041E-5,4.2233229985200182E-5,49.187183244350649,1.0075567857140055,1.0075500540911406,1.0190877731210417,0.1718142165622849,0.1718142165622849,0.1718142165622849,0.1718142165622849,null,null,27.232863600784658,null,null,5.776361529548087E-6,0,0,21.954319643565992]
[998,1.1564310544611818,5.7821552723059089,{"$f":"IF('Calculation Sheet'!$D$59=\"YES\",(Vcc_max-C1025)*ILIM_FINAL_TOL,(Vcc_max-C1025)*($AE$13+IF(C1025>=$AE$8,$AE$7,0)+(IF(C1025>=$AE$6,C1025,0)/$AE$5)+IF(C1025>$AE$10,($AE$9/C1025),0)))","v":3.1089583163907206},3.1335061282397794,3.1578036403713177,0.36757781621265107,4.1406432442991914E-4,8.331948482209306E-3,9.412471692753499E-4,3.3717458454109921,9.8012980704540897E-2,2.5513181755556058E-2,1.9777883737193136E-3,6.6158370086277785E-5,4.2262154058558821E-5,49.179156663775352,1.0080922009942892,1.0080854669491033,1.0196273122141641,0.17192777330967424,0.17192777330967424,0.17192777330967424,0.17192777330967424,null,null,27.234241759123581,null,null,5.7821552723059092E-6,0,0,21.944914904651771]
[999,1.1575898030127461,5.7879490150637309,{"$f":"IF('Calculation Sheet'!$D$59=\"YES\",(Vcc_max-C1026)*ILIM_FINAL_TOL,(Vcc_max-C1026)*($AE$13+IF(C1026>=$AE$8,$AE$7,0)+(IF(C1026>=$AE$6,C1026,0)/$AE$5)+IF(C1026>$AE$10,($AE$9/C1026),0)))","v":3.1060614475025146},3.1306092599204693,3.1577367207535962,0.36780996191913484,4.1434742372459255E-4,8.3376360585263321E-3,9.4037094933074883E-4,3.3688500698082495,9.8078669851777711E-2,2.553053737028943E-2,1.9791401805302478E-3,6.6203606279735538E-5,4.2291051205456398E-5,49.1711158940305,1.0086267429681279,1.0086200065079818,1.020165965362485,0.17204121378176662,0.17204121378176662,0.17204121378176662,0.17204121378176662,null,null,27.235618263199139,null,null,5.7879490150637313E-6,0,0,21.93549763083136]
[1000,1.1587485515643103,5.7937427578215521,{"$f":"IF('Calculation Sheet'!$D$59=\"YES\",(Vcc_max-C1027)*ILIM_FINAL_TOL,(Vcc_max-C1027)*($AE$13+IF(C1027>=$AE$8,$AE$7,0)+(IF(C1027>=$AE$6,C1027,0)/$AE$5)+IF(C1027>$AE$10,($AE$9/C1027),0)))","v":3.1031645785471738},3.1277123915340241,3.1576659240170861,0.36804184265426443,4.1463025917165552E-4,8.3433183105929842E-3,9.3949472936616374E-4,3.3659542821580963,9.8144294365522633E-2,2.554787658189106E-2,1.9804907263631932E-3,6.6248800321577761E-5,4.2319921425892915E-5,49.163060951842361,1.0091604118577076,1.0091536729899593,1.0207037327943933,0.17215453798305091,0.17215453798305091,0.17215453798305091,0.17215453798305091,null,null,27.23699311321614,null,null,5.7937427578215518E-6,0,0,21.926067838626221]
[1001,1.1599073001158746,5.7995365005793733,{"$f":"IF('Calculation Sheet'!$D$59=\"YES\",(Vcc_max-C1028)*ILIM_FINAL_TOL,(Vcc_max-C1028)*($AE$13+IF(C1028>=$AE$8,$AE$7,0)+(IF(C1028>=$AE$6,C1028,0)/$AE$5)+IF(C1028>$AE$10,($AE$9/C1028),0)))","v":3.1002677095246987},3.1248155230804442,3.1575912554734686,0.3682734584404721,4.1491283077155217E-4,8.3489952384185884E-3,9.3861850938115055E-4,3.3630584825925478,9.8209854247184314E-2,2.5565199390452431E-2,1.9818400112185941E-3,6.6293952211804452E-5,4.234876471986837E-5,49.154991853911824,1.0096932078851579,1.0096864666171612,1.02124061473822,0.17226774591801552,0.17226774591801552,0.17226774591801552,0.17226774591801552,null,null,27.238366309379369,null,null,5.799536500579373E-6,0,0,21.916625544532454]
[1002,1.1610660486674389,5.8053302433371945,{"$f":"IF('Calculation Sheet'!$D$59=\"YES\",(Vcc_max-C1029)*ILIM_FINAL_TOL,(Vcc_max-C1029)*($AE$13+IF(C1029>=$AE$8,$AE$7,0)+(IF(C1029>=$AE$6,C1029,0)/$AE$5)+IF(C1029>$AE$10,($AE$9/C1029),0)))","v":3.0973708404350884},3.1219186545597295,3.1575127204271487,0.36850480930018925,4.1519513852383838E-4,8.3546668420129144E-3,9.3774228937570925E-4,3.3601626712421662,9.8275349498170961E-2,2.5582505796065469E-2,1.9831880350968945E-3,6.6339061949971523E-5,4.2377581087382765E-5,49.146908616914473,1.0102251312725521,1.0102183876116571,1.0217766114222364,0.17238083759114797,0.17238083759114797,0.17238083759114797,0.17238083759114797,null,null,27.239737851893544,null,null,5.8053302433371943E-6,0,0,21.907170765020929]
[1003,1.1622247972190032,5.8111239860950166,{"$f":"IF('Calculation Sheet'!$D$59=\"YES\",(Vcc_max-C1030)*ILIM_FINAL_TOL,(Vcc_max-C1030)*($AE$13+IF(C1030>=$AE$8,$AE$7,0)+(IF(C1030>=$AE$6,C1030,0)/$AE$5)+IF(C1030>$AE$10,($AE$9/C1030),0)))","v":3.0944739712783433},3.1190217859718796,3.1574303241752637,0.36873589525584416,4.1547718242851417E-4,8.3603331213857324E-3,9.3686606934983985E-4,3.3572668482360735,9.8340780119891669E-2,2.5599795798822544E-2,1.9845347979985384E-3,6.6384129536523062E-5,4.2406370528436099E-5,49.138811257500628,1.0107561822419062,1.0107494361954594,1.022311723074655,0.17249381300693667,0.17249381300693667,0.17249381300693667,0.17249381300693667,null,null,27.241107740963365,null,null,5.8111239860950165E-6,0,0,21.897703516537263]
[1004,1.1633835457705675,5.8169177288528378,{"$f":"IF('Calculation Sheet'!$D$59=\"YES\",(Vcc_max-C1031)*ILIM_FINAL_TOL,(Vcc_max-C1031)*($AE$13+IF(C1031>=$AE$8,$AE$7,0)+(IF(C1031>=$AE$6,C1031,0)/$AE$5)+IF(C1031>$AE$10,($AE$9/C1031),0)))","v":3.0915771020544631},3.116124917316895,3.1573440720076937,0.36896671632986378,4.1575896248602362E-4,8.3659940765468122E-3,9.3598984930398643E-4,3.3543710137019698,9.8406146113754644E-2,2.561706939881514E-2,1.98588029992397E-3,6.6429154971014981E-5,4.2435133043028372E-5,49.130699792295452,1.0112863610151805,1.011279612590525,1.0228459499236298,0.17260667216986914,0.17260667216986914,0.17260667216986914,0.17260667216986914,null,null,27.242475976793468,null,null,5.8169177288528378E-6,0,0,21.888223815501984]
[1005,1.164542294322132,5.8227114716106598,{"$f":"IF('Calculation Sheet'!$D$59=\"YES\",(Vcc_max-C1032)*ILIM_FINAL_TOL,(Vcc_max-C1032)*($AE$13+IF(C1032>=$AE$8,$AE$7,0)+(IF(C1032>=$AE$6,C1032,0)/$AE$5)+IF(C1032>$AE$10,($AE$9/C1032),0)))","v":3.0886802327634482},3.1132280485947748,3.1572539692070714,0.36919727254467372,4.1604047869592264E-4,8.3716497075054797E-3,9.3511362923770491E-4,3.351475167766147,9.8471447481168539E-2,2.5634326596135626E-2,1.9872245408740774E-3,6.6474138253891368E-5,4.2463868631159585E-5,49.122574237898959,1.0118156678142785,1.0118089170187536,1.0233792921972555,0.17271941508443334,0.17271941508443334,0.17271941508443334,0.17271941508443334,null,null,27.243842559588447,null,null,5.8227114716106599E-6,0,0,21.878731678310512]
[1006,1.1657010428736962,5.8285052143684819,{"$f":"IF('Calculation Sheet'!$D$59=\"YES\",(Vcc_max-C1033)*ILIM_FINAL_TOL,(Vcc_max-C1033)*($AE$13+IF(C1033>=$AE$8,$AE$7,0)+(IF(C1033>=$AE$6,C1033,0)/$AE$5)+IF(C1033>$AE$10,($AE$9/C1033),0)))","v":3.0857833634052976},3.1103311798055202,3.1571600210487922,0.36942756392269649,4.1632173105821124E-4,8.3773000142715048E-3,9.3423740915099529E-4,3.3485793105535073,9.8536684223542004E-2,2.5651567390875929E-2,1.9885675208493048E-3,6.6519079385152224E-5,4.2492577292829736E-5,49.114434610886114,1.0123441028610469,1.0123373497019887,1.0239117501235686,0.17283204175511635,0.17283204175511635,0.17283204175511635,0.17283204175511635,null,null,27.245207489552868,null,null,5.828505214368482E-6,0,0,21.869227121333246]
[1007,1.1668597914252605,5.8342989571263031,{"$f":"IF('Calculation Sheet'!$D$59=\"YES\",(Vcc_max-C1034)*ILIM_FINAL_TOL,(Vcc_max-C1034)*($AE$13+IF(C1034>=$AE$8,$AE$7,0)+(IF(C1034>=$AE$6,C1034,0)/$AE$5)+IF(C1034>$AE$10,($AE$9/C1034),0)))","v":3.0828864939800131},3.1074343109491309,3.157062232801024,0.36965759048635327,4.166027195733335E-4,8.3829449968546577E-3,9.3336118904385756E-4,3.3456834421875747,9.8601856342283245E-2,2.5668791783127531E-2,1.9899092398500962E-3,6.656397836435346E-5,4.2521259028038827E-5,49.10628092780685,1.0128716663772765,1.0128649108620174,1.0244433239305466,0.17294455218640525,0.17294455218640525,0.17294455218640525,0.17294455218640525,null,null,27.246570766891239,null,null,5.8342989571263033E-6,0,0,21.859710160915611]
[1008,1.1680185399768248,5.8400926998841243,{"$f":"IF('Calculation Sheet'!$D$59=\"YES\",(Vcc_max-C1035)*ILIM_FINAL_TOL,(Vcc_max-C1035)*($AE$13+IF(C1035>=$AE$8,$AE$7,0)+(IF(C1035>=$AE$6,C1035,0)/$AE$5)+IF(C1035>$AE$10,($AE$9/C1035),0)))","v":3.0799896244875931},3.1045374420256069,3.1569606097247176,0.36988735225806391,4.1688344424084534E-4,8.3885846552647081E-3,9.3248496891673582E-4,3.3427875627905128,9.8666963838800914E-2,2.5685999772982804E-2,1.9912496978768957E-3,6.6608835191939164E-5,4.2549913836786857E-5,49.098113205186209,1.0133983585847011,1.0133916007205701,1.0249740138461081,0.17305694638278712,0.17305694638278712,0.17305694638278712,0.17305694638278712,null,null,27.247932391808028,null,null,5.8400926998841246E-6,0,0,21.850180813378181]
[1009,1.1691772885283891,5.8458864426419463,{"$f":"IF('Calculation Sheet'!$D$59=\"YES\",(Vcc_max-C1036)*ILIM_FINAL_TOL,(Vcc_max-C1036)*($AE$13+IF(C1036>=$AE$8,$AE$7,0)+(IF(C1036>=$AE$6,C1036,0)/$AE$5)+IF(C1036>$AE$10,($AE$9/C1036),0)))","v":3.0770927549280378},3.1016405730349477,3.1568551570736152,0.37011684926024557,4.1716390506119083E-4,8.394218989510982E-3,9.3160874876918598E-4,3.3398916724831387,9.8732006714503218E-2,2.5703191360533673E-2,1.9925888949301473E-3,6.6653649867465248E-5,4.2578541719073826E-5,49.089931459524315,1.0139241797049987,1.0139174194993208,1.025503820098113,0.17316922434874904,0.17316922434874904,0.17316922434874904,0.17316922434874904,null,null,27.249292364507653,null,null,5.8458864426419467E-6,0,0,21.840639095016662]
[1010,1.1703360370799534,5.8516801853997675,{"$f":"IF('Calculation Sheet'!$D$59=\"YES\",(Vcc_max-C1037)*ILIM_FINAL_TOL,(Vcc_max-C1037)*($AE$13+IF(C1037>=$AE$8,$AE$7,0)+(IF(C1037>=$AE$6,C1037,0)/$AE$5)+IF(C1037>$AE$10,($AE$9/C1037),0)))","v":3.0741958853013487},3.0987437039771533,3.1567458800942623,0.37034608151531367,4.1744410203436999E-4,8.3998479996032493E-3,9.3073252860120803E-4,3.3369957713849381,9.8796984970798363E-2,2.572036654587162E-2,1.9939268310102953E-3,6.66984223913758E-5,4.2607142674899734E-5,49.081735707296495,1.0144491299597909,1.0144423674198877,1.0260327429143623,0.17328138608877763,0.17328138608877763,0.17328138608877763,0.17328138608877763,null,null,27.250650685194511,null,null,5.8516801853997672E-6,0,0,21.831085022101984]
[1011,1.1714947856315177,5.8574739281575887,{"$f":"IF('Calculation Sheet'!$D$59=\"YES\",(Vcc_max-C1038)*ILIM_FINAL_TOL,(Vcc_max-C1038)*($AE$13+IF(C1038>=$AE$8,$AE$7,0)+(IF(C1038>=$AE$6,C1038,0)/$AE$5)+IF(C1038>$AE$10,($AE$9/C1038),0)))","v":3.0712990156075244},3.0958468348522241,3.1566327840260158,0.37057504904568228,4.1772403515993872E-4,8.405471685550836E-3,9.2985630841324607E-4,3.3340998596140805,9.8861898609095E-2,2.5737525329089017E-2,1.9952635061182278E-3,6.6743152763670821E-5,4.2635716704264581E-5,49.073525964953312,1.0149732095706425,1.0149664447038318,1.0265607825225986,0.17339343160735954,0.17339343160735954,0.17339343160735954,0.17339343160735954,null,null,27.252007354072923,null,null,5.8574739281575885E-6,0,0,21.821518610880389]
[1012,1.1726535341830819,5.8632676709154099,{"$f":"IF('Calculation Sheet'!$D$59=\"YES\",(Vcc_max-C1039)*ILIM_FINAL_TOL,(Vcc_max-C1039)*($AE$13+IF(C1039>=$AE$8,$AE$7,0)+(IF(C1039>=$AE$6,C1039,0)/$AE$5)+IF(C1039>$AE$10,($AE$9/C1039),0)))","v":3.0684021458465653},3.0929499656601602,3.1565158741010544,0.3708037518737628,4.1800370443834112E-4,8.411090047363956E-3,9.28980088204856E-4,3.3312039372874329,9.8926747630801337E-2,2.575466771027779E-2,1.9965989202543888E-3,6.6787840983906221E-5,4.2664263807168368E-5,49.065302248920624,1.0154964187590618,1.0154896515726581,1.0270879391505057,0.17350536090898139,0.17350536090898139,0.17350536090898139,0.17350536090898139,null,null,27.253362371347198,null,null,5.8632676709154098E-6,0,0,21.811939877573426]
[1013,1.1738122827346464,5.8690614136732329,{"$f":"IF('Calculation Sheet'!$D$59=\"YES\",(Vcc_max-C1040)*ILIM_FINAL_TOL,(Vcc_max-C1040)*($AE$13+IF(C1040>=$AE$8,$AE$7,0)+(IF(C1040>=$AE$6,C1040,0)/$AE$5)+IF(C1040>$AE$10,($AE$9/C1040),0)))","v":3.0655052760184698},3.0900530964009607,3.1563951555443888,0.3710321900219653,4.1828310986957717E-4,8.4167030850519353E-3,9.2810386797603783E-4,3.3283080045205744,9.899153203732558E-2,2.5771793689529865E-2,1.9979330734192224E-3,6.6832487052526091E-5,4.2692783983611093E-5,49.057064575599675,1.0160187577465014,1.0160119882478158,1.027614213025708,0.17361717399812893,0.17361717399812893,0.17361717399812893,0.17361717399812893,null,null,27.254715737221566,null,null,5.8690614136732327E-6,0,0,21.802348838378109]
[1014,1.1749710312862107,5.874855156431054,{"$f":"IF('Calculation Sheet'!$D$59=\"YES\",(Vcc_max-C1041)*ILIM_FINAL_TOL,(Vcc_max-C1041)*($AE$13+IF(C1041>=$AE$8,$AE$7,0)+(IF(C1041>=$AE$6,C1041,0)/$AE$5)+IF(C1041>$AE$10,($AE$9/C1041),0)))","v":3.0626084061232413},3.0871562270746269,3.1562706335738717,0.3712603635126972,4.185622514532028E-4,8.4223107986245438E-3,9.2722764772679156E-4,3.3254120614278113,9.9056251830075936E-2,2.5788903266937169E-2,1.9992659656131728E-3,6.6877090969086339E-5,4.2721277233592758E-5,49.048812961367098,1.0165402267543566,1.0165334549506966,1.0281396043757725,0.17372887087928834,0.17372887087928834,0.17372887087928834,0.17372887087928834,null,null,27.256067451900247,null,null,5.874855156431054E-6,0,0,21.792745509466851]
[1015,1.176129779837775,5.8806488991888752,{"$f":"IF('Calculation Sheet'!$D$59=\"YES\",(Vcc_max-C1042)*ILIM_FINAL_TOL,(Vcc_max-C1042)*($AE$13+IF(C1042>=$AE$8,$AE$7,0)+(IF(C1042>=$AE$6,C1042,0)/$AE$5)+IF(C1042>$AE$10,($AE$9/C1042),0)))","v":3.0597115361608771},3.0842593576811583,3.1561423134002067,0.37148827236836501,4.188411291896621E-4,8.4279131880911073E-3,9.2635142745756127E-4,3.3225161081221892,9.9120907010460613E-2,2.5805996442591628E-2,2.000597596836684E-3,6.6921652734031056E-5,4.2749743557113362E-5,49.040547422575031,1.0170608260039673,1.0170540519026363,1.0286641134282064,0.17384045155694539,0.17384045155694539,0.17384045155694539,0.17384045155694539,null,null,27.257417515587409,null,null,5.8806488991888753E-6,0,0,21.783129906987622]
[1016,1.1772885283893393,5.8864426419466973,{"$f":"IF('Calculation Sheet'!$D$59=\"YES\",(Vcc_max-C1043)*ILIM_FINAL_TOL,(Vcc_max-C1043)*($AE$13+IF(C1043>=$AE$8,$AE$7,0)+(IF(C1043>=$AE$6,C1043,0)/$AE$5)+IF(C1043>$AE$10,($AE$9/C1043),0)))","v":3.0568146661313782},3.0813624882205546,3.1560102002269583,0.3717159166113726,4.1911974307895505E-4,8.4335102534613959E-3,9.2547520716790288E-4,3.3196201447155085,9.9185497579887816E-2,2.5823073216585168E-2,2.0019279670902002E-3,6.6966172347360242E-5,4.2778182954172905E-5,49.032267975551143,1.0175805557166169,1.0175737793249149,1.029187740410459,0.1739519160355858,0.1739519160355858,0.1739519160355858,0.1739519160355858,null,null,27.258765928487161,null,null,5.8864426419466975E-6,0,0,21.773502047063982]
[1017,1.1784472769409036,5.8922363847045185,{"$f":"IF('Calculation Sheet'!$D$59=\"YES\",(Vcc_max-C1044)*ILIM_FINAL_TOL,(Vcc_max-C1044)*($AE$13+IF(C1044>=$AE$8,$AE$7,0)+(IF(C1044>=$AE$6,C1044,0)/$AE$5)+IF(C1044>$AE$10,($AE$9/C1044),0)))","v":3.0539177960347441},3.0784656186928161,3.1558742992505624,0.37194329626412248,4.1939809312108167E-4,8.4391019947451795E-3,9.2459898685781639E-4,3.3167241713183375,9.9250023539765753E-2,2.5840133589009717E-2,2.0032570763746094E-3,6.7010649808629807E-5,4.2806595424771388E-5,49.023974636598687,1.0180994161135319,1.0180926374387558,1.0297104855499204,0.17406326431969532,0.17406326431969532,0.17406326431969532,0.17406326431969532,null,null,27.260112690803584,null,null,5.8922363847045188E-6,0,0,21.763861945795103]
[1018,1.1796060254924678,5.8980301274623397,{"$f":"IF('Calculation Sheet'!$D$59=\"YES\",(Vcc_max-C1045)*ILIM_FINAL_TOL,(Vcc_max-C1045)*($AE$13+IF(C1045>=$AE$8,$AE$7,0)+(IF(C1045>=$AE$6,C1045,0)/$AE$5)+IF(C1045>$AE$10,($AE$9/C1045),0)))","v":3.0510209258709757},3.0755687490979429,3.1557346156603354,0.37217041134901496,4.1967617931604195E-4,8.4446884119522281E-3,9.2372276652774588E-4,3.3138281880400262,9.9314484891502186E-2,2.5857177559957201E-2,2.0045849246903558E-3,6.7055085118283841E-5,4.2834980968908809E-5,49.015667421996575,1.0186174074158831,1.0186106264653261,1.0302323490739225,0.17417449641375882,0.17417449641375882,0.17417449641375882,0.17417449641375882,null,null,27.261457802740697,null,null,5.89803012746234E-6,0,0,21.754209619255878]
[1019,1.1807647740440321,5.9038238702201609,{"$f":"IF('Calculation Sheet'!$D$59=\"YES\",(Vcc_max-C1046)*ILIM_FINAL_TOL,(Vcc_max-C1046)*($AE$13+IF(C1046>=$AE$8,$AE$7,0)+(IF(C1046>=$AE$6,C1046,0)/$AE$5)+IF(C1046>$AE$10,($AE$9/C1046),0)))","v":3.0481240556400717},3.0726718794359344,3.1555911546384845,0.37239726188844857,4.199540016638359E-4,8.4502695050918675E-3,9.2284654617724726E-4,3.31093219498872,9.9378881636505323E-2,2.5874205129519545E-2,2.0059115120374393E-3,6.7099478275878255E-5,4.286333958658517E-5,49.007346347999437,1.0191345298447851,1.0191277466257365,1.0307533312097386,0.17428561232226203,0.17428561232226203,0.17428561232226203,0.17428561232226203,null,null,27.262801264502503,null,null,5.9038238702201605E-6,0,0,21.744545083496934]
[1020,1.1819235225955964,5.9096176129779829,{"$f":"IF('Calculation Sheet'!$D$59=\"YES\",(Vcc_max-C1047)*ILIM_FINAL_TOL,(Vcc_max-C1047)*($AE$13+IF(C1047>=$AE$8,$AE$7,0)+(IF(C1047>=$AE$6,C1047,0)/$AE$5)+IF(C1047>$AE$10,($AE$9/C1047),0)))","v":3.0452271853420325},3.0697750097067913,3.1554439213601166,0.37262384790481962,4.202315601644635E-4,8.4558452741738677E-3,9.2197032580632055E-4,3.3080361922713717,9.944321377618337E-2,2.5891216297788677E-2,2.0072368384171924E-3,6.7143829281857137E-5,4.2891671277800469E-5,48.999011430837704,1.0196507836212958,1.0196439981410412,1.0312734321845829,0.17439661204968937,0.17439661204968937,0.17439661204968937,0.17439661204968937,null,null,27.26414307629295,null,null,5.9096176129779826E-6,0,0,21.734868354544755]
[1021,1.1830822711471609,5.915411355735805,{"$f":"IF('Calculation Sheet'!$D$59=\"YES\",(Vcc_max-C1048)*ILIM_FINAL_TOL,(Vcc_max-C1048)*($AE$13+IF(C1048>=$AE$8,$AE$7,0)+(IF(C1048>=$AE$6,C1048,0)/$AE$5)+IF(C1048>$AE$10,($AE$9/C1048),0)))","v":3.042330314976859},3.0668781399105125,3.1552929209932494,0.37285016942052351,4.2050885481792477E-4,8.4614157192079986E-3,9.2109410541496572E-4,3.3051401799937556,9.9507481311944534E-2,2.5908211064856523E-2,2.0085609038296148E-3,6.7188138136220488E-5,4.2919976042554708E-5,48.990662686717542,1.020166168966417,1.0201593812322391,1.0317926522256116,0.1745074956005257,0.1745074956005257,0.1745074956005257,0.1745074956005257,null,null,27.265483238315916,null,null,5.9154113557358048E-6,0,0,21.725179448401626]
[1022,1.1842410196987252,5.9212050984936271,{"$f":"IF('Calculation Sheet'!$D$59=\"YES\",(Vcc_max-C1049)*ILIM_FINAL_TOL,(Vcc_max-C1049)*($AE$13+IF(C1049>=$AE$8,$AE$7,0)+(IF(C1049>=$AE$6,C1049,0)/$AE$5)+IF(C1049>$AE$10,($AE$9/C1049),0)))","v":3.0394334445445499},3.0639812700470994,3.1551381586988194,0.37307622645795213,4.207858856242197E-4,8.4669808402040303E-3,9.202178850031828E-4,3.302244158260482,9.9571684245196579E-2,2.592518943081501E-2,2.0098837082751508E-3,6.7232404838524218E-5,4.2948253880847886E-5,48.982300131821091,1.0206806861010942,1.0206738961202717,1.0323109915599216,0.17461826297925587,0.17461826297925587,0.17461826297925587,0.17461826297925587,null,null,27.266821750775279,null,null,5.9212050984936269E-6,0,0,21.715478381045813]
[1023,1.1853997682502895,5.9269988412514483,{"$f":"IF('Calculation Sheet'!$D$59=\"YES\",(Vcc_max-C1050)*ILIM_FINAL_TOL,(Vcc_max-C1050)*($AE$13+IF(C1050>=$AE$8,$AE$7,0)+(IF(C1050>=$AE$6,C1050,0)/$AE$5)+IF(C1050>$AE$10,($AE$9/C1050),0)))","v":3.0365365740451069},3.0610844001165516,3.1549796396306924,0.37330201903949645,4.210626525833483E-4,8.4725406371712886E-3,9.1934166457141586E-4,3.2993481271750067,9.9635822577347266E-2,2.5942151395756508E-2,2.0112052517546886E-3,6.7276629389212417E-5,4.2976504792680004E-5,48.973923782306379,1.0211943352462169,1.0211875430260249,1.0328284504145522,0.17472891419036429,0.17472891419036429,0.17472891419036429,0.17472891419036429,null,null,27.268158613874849,null,null,5.9269988412514482E-6,0,0,21.70576516843153]
[1024,{"$f":"($AE$11/2000)*(A1051)","v":1.1865585168018538},{"$f":"$AE$13*B1051*10^-3/($AE$4*10^-6)","v":5.9327925840092695},{"$f":"IF('Calculation Sheet'!$D$59=\"YES\",(Vcc_max-C1051)*ILIM_FINAL_TOL,(Vcc_max-C1051)*($AE$13+IF(C1051>=$AE$8,$AE$7,0)+(IF(C1051>=$AE$6,C1051,0)/$AE$5)+IF(C1051>$AE$10,($AE$9/C1051),0)))","v":3.0336397034785283},3.0581875301188686,3.154817368935674,0.37352754718754566,4.2133915569531055E-4,8.4780951101195434E-3,9.1846544411922082E-4,3.2964520868396461,9.9699896309804803E-2,2.5959096959772499E-2,2.0125255342686721E-3,6.7320811787840995E-5,4.300472877805106E-5,48.965533654307414,1.0217071166226184,1.0217003221703287,1.0333450290164836,0.17483944923833539,0.17483944923833539,0.17483944923833539,0.17483944923833539,null,null,27.269493827818394,null,null,{"$f":"IF(C1051>=$AE$6,C1051,0)/$AE$5","v":5.9327925840092695E-6},{"$f":"IF(C1051>=$AE$8,$AE$7,0)","v":0},{"$f":"IF(C1051>$AE$10,($AE$9/C1051),0)","v":0},{"$f":"(Q1051-AA1051)*IF((Vcc_max-C1051)>$F$4,1,0)","v":21.69603982648902}]
[1025,1.187717265353418,5.9385863267670906,{"$f":"IF('Calculation Sheet'!$D$59=\"YES\",(Vcc_max-C1052)*ILIM_FINAL_TOL,(Vcc_max-C1052)*($AE$13+IF(C1052>=$AE$8,$AE$7,0)+(IF(C1052>=$AE$6,C1052,0)/$AE$5)+IF(C1052>$AE$10,($AE$9/C1052),0)))","v":3.0307428328448158},{"$f":"(D1051+((((EXP(-(B1052-B1051)*10^-3/$F$14)))*(E1051-D1051))))","v":3.0552906600540508},{"$f":"(D1051+((((EXP(-(B1052-B1051)*10^-3/$F$15)))*(F1051-D1051))))","v":3.1546513517535182},{"$f":"(D1051+((((EXP(-(B1052-B1051)*10^-3/$F$16)))*(G1051-D1051))))","v":0.3737528109244872},{"$f":"(D1051+((((EXP(-(B1052-B1051)*10^-3/$F$17)))*(H1051-D1051))))","v":4.2161539496055056E-4},{"$f":"(D1051+((((EXP(-(B1052-B1051)*10^-3/$F$18)))*(I1051-D1051))))","v":8.4836442590581207E-3},{"$f":"(D1051+((((EXP(-(B1052-B1051)*10^-3/$F$19)))*(JX1051-D1051))))","v":9.1758922364704176E-4},{"$f":"(D1051+((((EXP(-(B1052-B1051)*10^-3/$F$20)))*(K1051-D1051))))","v":3.2935560373555894},{"$f":"(D1051+((((EXP(-(B1052-B1051)*10^-3/$F$21)))*(L1051-D1051))))","v":9.9763905443976952E-2},{"$f":"(D1051+((((EXP(-(B1052-B1051)*10^-3/$F$22)))*(M1051-D1051))))","v":2.5976026122954909E-2},2.0138445558175455E-3,6.7364952034854042E-5,4.3032925836961056E-5,48.957129763934326,{"$f":"(D1051+((((EXP(-(B1052-B1051)*10^-3/$B$14)))*(R1051-D1051))))","v":1.0222190304510752},{"$f":"(D1051+((((EXP(-(B1052-B1051)*10^-3/$B$15)))*(S1051-D1051))))","v":1.0222122337739563},{"$f":"(D1051+((((EXP(-(B1052-B1051)*10^-3/$B$16)))*(T1051-D1051))))","v":1.0338607275926377},{"$f":"(D1051+((((EXP(-(B1052-B1051)*10^-3/$B$17)))*(U1051-D1051))))","v":0.17494986812765312},{"$f":"(D1051+((((EXP(-(B1052-B1051)*10^-3/$B$18)))*(V1051-D1051))))","v":0.17494986812765312},0.17494986812765312,0.17494986812765312,null,null,27.270827392809647,null,null,5.9385863267670908E-6,0,0,21.686302371124679]
[1026,1.1888760139049823,5.9443800695249127,{"$f":"IF('Calculation Sheet'!$D$59=\"YES\",(Vcc_max-C1053)*ILIM_FINAL_TOL,(Vcc_max-C1053)*($AE$13+IF(C1053>=$AE$8,$AE$7,0)+(IF(C1053>=$AE$6,C1053,0)/$AE$5)+IF(C1053>$AE$10,($AE$9/C1053),0)))","v":3.0278459621439668},3.0523937899220983,3.154481593216937,0.37397781027270582,4.2189137037862423E-4,8.4891880839972345E-3,9.167130031544346E-4,3.2906599788229101,9.9827849981271477E-2,2.5992938885395667E-2,{"$f":"(D1052+((((EXP(-(B1053-B1052)*10^-3/$F$23)))*(N1052-D1052))))","v":2.0151623164017529E-3},{"$f":"(D1052+((((EXP(-(B1053-B1052)*10^-3/$F$24)))*(O1052-D1052))))","v":6.7409050129807468E-5},{"$f":"(D1052+((((EXP(-(B1053-B1052)*10^-3/$F$25)))*(P1052-D1052))))","v":4.306109596940999E-5},{"$f":"$C$6+(E1053*$G$14)+(F1053*$G$15)+(G1053*$G$16)+(H1053*$G$17)+(I1053*$G$18)+(J1053*$G$19)+(K1053*$G$20)+(L1053*$G$21)+(M1053*$G$22)","v":48.948712127273254},1.0227300769523087,1.022723278057625,1.0343755463698776,0.17506017086280146,0.17506017086280146,{"$f":"(D1052+((((EXP(-(B1053-B1052)*10^-3/$B$19)))*(W1052-D1052))))","v":0.17506017086280146},{"$f":"(D1052+((((EXP(-(B1053-B1052)*10^-3/$B$20)))*(X1052-D1052))))","v":0.17506017086280146},null,null,{"$f":"$C$6+(R1053*$C$14)+(S1053*$C$15)+(T1053*$C$16)+(U1053*$C$17)+(V1053*$C$18)+(W1053*$C$19)+(X1053*$C$20)","v":27.272159309052281},null,null,5.9443800695249129E-6,0,0,21.676552818220973]
[1027,1.1900347624565466,5.9501738122827339,{"$f":"IF('Calculation Sheet'!$D$59=\"YES\",(Vcc_max-C1054)*ILIM_FINAL_TOL,(Vcc_max-C1054)*($AE$13+IF(C1054>=$AE$8,$AE$7,0)+(IF(C1054>=$AE$6,C1054,0)/$AE$5)+IF(C1054>$AE$10,($AE$9/C1054),0)))","v":3.0249490913759844},3.0494969197230106,3.1543080984516108,0.37420254525458496,4.2216708194953156E-4,8.4947265849462106E-3,9.1583678264139934E-4,3.2877639113405794,9.9891729923096584E-2,2.6009835247187141E-2,2.0164788160217384E-3,6.7453106073145364E-5,4.3089239175397864E-5,48.940280760386557,1.0232402563469836,1.0232334552419959,1.0348894855750082,0.17517035744826437,0.17517035744826437,0.17517035744826437,0.17517035744826437,null,null,27.273489576749945,null,null,5.9501738122827342E-6,0,0,21.666791183636612]
[1028,1.1911935110081111,5.955967555040556,{"$f":"IF('Calculation Sheet'!$D$59=\"YES\",(Vcc_max-C1055)*ILIM_FINAL_TOL,(Vcc_max-C1055)*($AE$13+IF(C1055>=$AE$8,$AE$7,0)+(IF(C1055>=$AE$6,C1055,0)/$AE$5)+IF(C1055>$AE$10,($AE$9/C1055),0)))","v":3.022052220540866},3.0466000494567878,3.1541308725761974,0.37442701589250627,4.2244252967371665E-4,8.5002597619143749E-3,9.1496056210793597E-4,3.2848678350064775,9.9955545270859592E-2,2.6026715208420814E-2,2.017794054677946E-3,6.7497119864867727E-5,4.3117355454924677E-5,48.931835679312776,1.0237495688557079,1.0237427655476741,1.0354025454347757,0.17528042788852494,0.17528042788852494,0.17528042788852494,0.17528042788852494,null,null,27.274818196106228,null,null,5.9559675550405563E-6,0,0,21.657017483206548]
[1029,1.1923522595596754,5.961761297798378,{"$f":"IF('Calculation Sheet'!$D$59=\"YES\",(Vcc_max-C1056)*ILIM_FINAL_TOL,(Vcc_max-C1056)*($AE$13+IF(C1056>=$AE$8,$AE$7,0)+(IF(C1056>=$AE$6,C1056,0)/$AE$5)+IF(C1056>$AE$10,($AE$9/C1056),0)))","v":3.0191553496386123},3.0437031791234306,3.1539499207023423,0.37465122220884828,4.227177135507354E-4,8.5057876149119416E-3,9.140843415540445E-4,3.2819717499174073,0.10001929602596871,2.6043578769188613E-2,2.019108032371264E-3,6.7541091504530471E-5,4.314544480799043E-5,48.923376900066756,1.0242580146990343,1.0242512091952081,1.0359147261758681,0.17539038218806713,0.17539038218806713,0.17539038218806713,0.17539038218806713,null,null,27.276145167324689,null,null,5.9617612977983785E-6,0,0,21.647231732742068]
[1030,1.1935110081112397,5.9675550405561992,{"$f":"IF('Calculation Sheet'!$D$59=\"YES\",(Vcc_max-C1057)*ILIM_FINAL_TOL,(Vcc_max-C1057)*($AE$13+IF(C1057>=$AE$8,$AE$7,0)+(IF(C1057>=$AE$6,C1057,0)/$AE$5)+IF(C1057>$AE$10,($AE$9/C1057),0)))","v":3.0162584786692253},3.0408063087229382,3.1537652479346874,0.37487516422598954,4.2299263358058781E-4,8.5113101439482364E-3,9.1320812098016901E-4,3.2790756561691032,0.10008298218983125,2.6060425929582909E-2,2.0204207491021364E-3,6.7585020992577682E-5,4.3173507234595121E-5,48.914904438639624,1.0247655940974592,1.0247587864050909,1.0364260280249147,0.17550022035137403,0.17550022035137403,0.17550022035137403,0.17550022035137403,null,null,27.277470490608835,null,null,5.9675550405561989E-6,0,0,21.63743394803079]
[1031,1.1946697566628039,5.9733487833140204,{"$f":"IF('Calculation Sheet'!$D$59=\"YES\",(Vcc_max-C1058)*ILIM_FINAL_TOL,(Vcc_max-C1058)*($AE$13+IF(C1058>=$AE$8,$AE$7,0)+(IF(C1058>=$AE$6,C1058,0)/$AE$5)+IF(C1058>$AE$10,($AE$9/C1058),0)))","v":3.0133616076327021},3.0379094382553111,3.1535768593708813,0.3750988419663055,4.2326728976371797E-4,8.5168273490330293E-3,9.1233190038586542E-4,3.2761795538562457,0.10014660376385498,2.6077256689695183E-2,2.0217322048710074E-3,6.7628908328565274E-5,4.3201542734738752E-5,48.90641831099888,1.0252723072714225,1.0252654973977589,1.0369364512084864,0.17560994238292871,0.17560994238292871,0.17560994238292871,0.17560994238292871,null,null,27.27879416616214,null,null,5.9733487833140202E-6,0,0,21.627624144836741]
[1032,1.1958285052143682,5.9791425260718416,{"$f":"IF('Calculation Sheet'!$D$59=\"YES\",(Vcc_max-C1059)*ILIM_FINAL_TOL,(Vcc_max-C1059)*($AE$13+IF(C1059>=$AE$8,$AE$7,0)+(IF(C1059>=$AE$6,C1059,0)/$AE$5)+IF(C1059>$AE$10,($AE$9/C1059),0)))","v":3.0104647365290451},3.0350125677205488,3.1533847601015887,0.3753222554521698,4.2354168209968179E-4,8.5223392301760903E-3,9.1145567977113373E-4,3.2732834430724713,0.10021016074944811,2.6094071049617362E-2,2.0230423996783209E-3,6.7672753512937334E-5,4.3229551308421321E-5,48.897918533088465,1.0257781544413085,1.0257713423935928,1.0374459959530962,0.17571954828721381,0.17571954828721381,0.17571954828721381,0.17571954828721381,null,null,27.280116194188015,null,null,5.9791425260718415E-6,0,0,21.61780233890045]
[1033,1.1969872537659325,5.9849362688296637,{"$f":"IF('Calculation Sheet'!$D$59=\"YES\",(Vcc_max-C1060)*ILIM_FINAL_TOL,(Vcc_max-C1060)*($AE$13+IF(C1060>=$AE$8,$AE$7,0)+(IF(C1060>=$AE$6,C1060,0)/$AE$5)+IF(C1060>$AE$10,($AE$9/C1060),0)))","v":3.007567865358252},3.0321156971186518,3.1531889552105001,0.37554540470595477,4.2381581058892337E-4,8.5278457873867453E-3,9.1057945913641802E-4,3.2703873239103856,0.10027365314801751,2.6110869009441817E-2,2.0243513335245211E-3,6.7716556545693862E-5,4.325753295564283E-5,48.889405120828819,1.0262831358274451,1.0262763216129172,1.0379546624851979,0.17582903806871242,0.17582903806871242,0.17582903806871242,0.17582903806871242,null,null,27.281436574889842,null,null,5.9849362688296636E-6,0,0,21.607968545938977]
[1034,1.1981460023174968,5.9907300115874849,{"$f":"IF('Calculation Sheet'!$D$59=\"YES\",(Vcc_max-C1061)*ILIM_FINAL_TOL,(Vcc_max-C1061)*($AE$13+IF(C1061>=$AE$8,$AE$7,0)+(IF(C1061>=$AE$6,C1061,0)/$AE$5)+IF(C1061>$AE$10,($AE$9/C1061),0)))","v":3.0046709941203251},3.0292188264496196,3.1529894497743411,0.37576828975003007,4.2408967523099861E-4,8.5333470206747641E-3,9.0970323848127421E-4,3.2674911964615729,0.10033708096097138,2.612765056926003E-2,2.0256590064104962E-3,6.776031742639077E-5,4.3285487676403278E-5,48.880878090116866,1.0267872516501042,1.0267804352760002,1.0384624510311875,0.17593841173190672,0.17593841173190672,0.17593841173190672,0.17593841173190672,null,null,27.282755308470957,null,null,5.9907300115874849E-6,0,0,21.598122781645909]
[1035,1.1993047508690611,5.996523754345306,{"$f":"IF('Calculation Sheet'!$D$59=\"YES\",(Vcc_max-C1062)*ILIM_FINAL_TOL,(Vcc_max-C1062)*($AE$13+IF(C1062>=$AE$8,$AE$7,0)+(IF(C1062>=$AE$6,C1062,0)/$AE$5)+IF(C1062>$AE$10,($AE$9/C1062),0)))","v":3.0017741228152626},3.0263219557134526,3.1527862488628817,0.37599091060676404,4.243632760263516E-4,8.5388429300499169E-3,9.088270178057023E-4,3.264595060816609,0.10040044418971705,2.6144415729164372E-2,2.0269654183362462E-3,6.7804036155472147E-5,4.3313415470702665E-5,48.872337456826173,1.0272905021295018,1.0272836836030543,1.0389693618174023,0.17604766928127935,0.17604766928127935,0.17604766928127935,0.17604766928127935,null,null,27.284072395134654,null,null,5.9965237543453062E-6,0,0,21.588265061691519]
[1036,1.2004634994206256,6.002317497103129,{"$f":"IF('Calculation Sheet'!$D$59=\"YES\",(Vcc_max-C1063)*ILIM_FINAL_TOL,(Vcc_max-C1063)*($AE$13+IF(C1063>=$AE$8,$AE$7,0)+(IF(C1063>=$AE$6,C1063,0)/$AE$5)+IF(C1063>$AE$10,($AE$9/C1063),0)))","v":2.9988772514430648},3.0234250849101505,3.1525793575389462,0.37621326729852322,4.2463661297498234E-4,8.5443335155215294E-3,9.0795079711014637E-4,3.2616989170650705,0.10046374283566228,2.6161164489246325E-2,2.0282705693026593E-3,6.7847712732493903E-5,4.3341316338540992E-5,48.863783236806896,1.0277928874857978,1.0277860668142362,1.0394753950701214,0.17615681072131251,0.17615681072131251,0.17615681072131251,0.17615681072131251,null,null,27.28538783508419,null,null,6.0023174971031292E-6,0,0,21.578395401722705]
[1037,1.2016222479721899,6.0081112398609502,{"$f":"IF('Calculation Sheet'!$D$59=\"YES\",(Vcc_max-C1064)*ILIM_FINAL_TOL,(Vcc_max-C1064)*($AE$13+IF(C1064>=$AE$8,$AE$7,0)+(IF(C1064>=$AE$6,C1064,0)/$AE$5)+IF(C1064>$AE$10,($AE$9/C1064),0)))","v":2.9959803800037328},3.0205282140397136,3.1523687808584233,0.37643535984767107,4.2490968607644675E-4,8.5498187770998157E-3,9.0707457639371825E-4,3.2588027652955489,0.10052697690021439,2.6177896849597815E-2,2.0295744593101794E-3,6.7891347157900128E-5,4.3369190279918257E-5,48.855215445885875,1.0282944079390959,1.0282875851296456,1.0399805510155657,0.17626583605648838,0.17626583605648838,0.17626583605648838,0.17626583605648838,null,null,27.286701628522753,null,null,6.0081112398609505E-6,0,0,21.568513817363122]
[1038,1.2027809965237541,6.0139049826187714,{"$f":"IF('Calculation Sheet'!$D$59=\"YES\",(Vcc_max-C1065)*ILIM_FINAL_TOL,(Vcc_max-C1065)*($AE$13+IF(C1065>=$AE$8,$AE$7,0)+(IF(C1065>=$AE$6,C1065,0)/$AE$5)+IF(C1065>$AE$10,($AE$9/C1065),0)))","v":2.993083508497266},3.017631343102142,3.1521545238702742,0.37665718827657058,4.251824953311889E-4,8.5552987147936577E-3,9.0619835565730611E-4,3.2559066055956571,0.10059014638478114,2.6194612810311213E-2,2.0308770883592508E-3,6.7934939431246733E-5,4.3397037294834462E-5,48.846634099866733,1.0287950637094441,1.028788238769327,1.0404848298798974,0.17637474529128871,0.17637474529128871,0.17637474529128871,0.17637474529128871,null,null,27.288013775653525,null,null,6.0139049826187718E-6,0,0,21.558620324213209]
[1039,1.2039397450753184,6.0196987253765935,{"$f":"IF('Calculation Sheet'!$D$59=\"YES\",(Vcc_max-C1066)*ILIM_FINAL_TOL,(Vcc_max-C1066)*($AE$13+IF(C1066>=$AE$8,$AE$7,0)+(IF(C1066>=$AE$6,C1066,0)/$AE$5)+IF(C1066>$AE$10,($AE$9/C1066),0)))","v":2.9901866369236636},3.0147344720974356,3.1519365916165434,0.37687875260758208,4.2545504073920881E-4,8.5607733286132692E-3,9.0532213490046587E-4,3.2530104380520442,0.10065325129076985,2.6211312371478002E-2,2.0321784564503176E-3,6.7978489552977805E-5,4.3424857383289606E-5,48.838039214529864,1.0292948550168339,1.0292880279532688,1.040988231889221,0.17648353843019482,0.17648353843019482,0.17648353843019482,0.17648353843019482,null,null,27.289324276679604,null,null,6.019698725376593E-6,0,0,21.54871493785026]
[1040,1.2050984936268827,6.0254924681344146,{"$f":"IF('Calculation Sheet'!$D$59=\"YES\",(Vcc_max-C1067)*ILIM_FINAL_TOL,(Vcc_max-C1067)*($AE$13+IF(C1067>=$AE$8,$AE$7,0)+(IF(C1067>=$AE$6,C1067,0)/$AE$5)+IF(C1067>$AE$10,($AE$9/C1067),0)))","v":2.9872897652829264},3.0118376010255941,3.1517149891323673,0.37710005286306458,4.2572732230050647E-4,8.5662426185679763E-3,9.0444591412364161E-4,3.250114262750404,0.10071629161958784,2.6227995533190551E-2,2.0334785635842678E-3,6.8021997523093347E-5,4.3452650545283689E-5,48.829430805632491,1.0297937820812018,1.0297869529014034,1.0414907572695817,0.17659221547768889,0.17659221547768889,0.17659221547768889,0.17659221547768889,null,null,27.290633131804078,null,null,6.0254924681344143E-6,0,0,21.538797673828412]
[1041,1.206257242178447,6.0312862108922358,{"$f":"IF('Calculation Sheet'!$D$59=\"YES\",(Vcc_max-C1068)*ILIM_FINAL_TOL,(Vcc_max-C1068)*($AE$13+IF(C1068>=$AE$8,$AE$7,0)+(IF(C1068>=$AE$6,C1068,0)/$AE$5)+IF(C1068>$AE$10,($AE$9/C1068),0)))","v":2.984392893575055},3.0089407298866178,3.151489721445984,0.37732108906537487,4.2599934001508188E-4,8.5717065846675489E-3,9.0356969332638926E-4,3.2472180797754859,0.10077926737264242,2.6244662295540344E-2,2.0347774097615456E-3,6.8065463341149268E-5,4.3480416780816711E-5,48.820808888908722,1.0302918451224272,1.030285013833607,1.0419924062469677,0.17670077643825177,0.17670077643825177,0.17670077643825177,0.17670077643825177,null,null,27.291940341229978,null,null,6.0312862108922356E-6,0,0,21.528868547678744]
[1042,1.2074159907300113,6.037079953650057,{"$f":"IF('Calculation Sheet'!$D$59=\"YES\",(Vcc_max-C1069)*ILIM_FINAL_TOL,(Vcc_max-C1069)*($AE$13+IF(C1069>=$AE$8,$AE$7,0)+(IF(C1069>=$AE$6,C1069,0)/$AE$5)+IF(C1069>$AE$10,($AE$9/C1069),0)))","v":2.9814960218000484},3.0060438586805067,3.1512607935787429,0.3775418612368675,4.2627109388249096E-4,8.5771652269217569E-3,9.0269347250870879E-4,3.244321889211105,0.10084217855134092,2.6261312658619751E-2,2.0360749949821511E-3,6.8108887007589658E-5,4.3508156089888672E-5,48.812173480069639,1.0307890443603343,1.0307822109697002,1.0424931790473078,0.17680922131636478,0.17680922131636478,0.17680922131636478,0.17680922131636478,null,null,27.293245905160294,null,null,6.0370799536500569E-6,0,0,21.518927574909345]
[1043,1.2085747392815755,6.0428736964078791,{"$f":"IF('Calculation Sheet'!$D$59=\"YES\",(Vcc_max-C1070)*ILIM_FINAL_TOL,(Vcc_max-C1070)*($AE$13+IF(C1070>=$AE$8,$AE$7,0)+(IF(C1070>=$AE$6,C1070,0)/$AE$5)+IF(C1070>$AE$10,($AE$9/C1070),0)))","v":2.978599149957907},3.0031469874072605,3.1510282105451144,0.37776236939989571,4.2654258390317779E-4,8.5826185453403703E-3,9.0181725167060023E-4,3.2414256911401536,0.1009050251570911,2.6277946622520254E-2,2.0373713192469722E-3,6.8152268521970427E-5,4.3535868472499573E-5,48.803524594803299,1.0312853800146911,1.0312785445294477,1.0429930758964732,0.17691755011650878,0.17691755011650878,0.17691755011650878,0.17691755011650878,null,null,27.294549823797968,null,null,6.042873696407879E-6,0,0,21.508974771005331]
[1044,1.2097334878331401,6.0486674391657012,{"$f":"IF('Calculation Sheet'!$D$59=\"YES\",(Vcc_max-C1071)*ILIM_FINAL_TOL,(Vcc_max-C1071)*($AE$13+IF(C1071>=$AE$8,$AE$7,0)+(IF(C1071>=$AE$6,C1071,0)/$AE$5)+IF(C1071>$AE$10,($AE$9/C1071),0)))","v":2.9757022780486295},3.0002501160668791,3.1507919773526982,0.37798261357681051,4.2681381007714236E-4,8.588066539932715E-3,9.0094103081250765E-4,3.2385294856446096,0.10096780719129983,2.6294564187334224E-2,2.0386663825568974E-3,6.8195607884735665E-5,4.3563553928649412E-5,48.794862248774784,1.0317808523052097,1.0317740147325578,1.0434920970202768,0.17702576284316507,0.17702576284316507,0.17702576284316507,0.17702576284316507,null,null,27.295852097345907,null,null,6.0486674391657012E-6,0,0,21.499010151428877]
[1045,1.2108922363847043,6.0544611819235223,{"$f":"IF('Calculation Sheet'!$D$59=\"YES\",(Vcc_max-C1072)*ILIM_FINAL_TOL,(Vcc_max-C1072)*($AE$13+IF(C1072>=$AE$8,$AE$7,0)+(IF(C1072>=$AE$6,C1072,0)/$AE$5)+IF(C1072>$AE$10,($AE$9/C1072),0)))","v":2.9728054060722187},2.9973532446593629,3.1505520990022338,0.37820259378996113,4.2708477240438469E-4,8.5935092107085609E-3,9.0006480993398696E-4,3.2356332728055497,0.10103052465537488,2.6311165353153143E-2,2.0399601849119264E-3,6.8238905095441282E-5,4.3591212458338191E-5,48.786186457626286,1.0322754614515464,1.0322686217986832,1.0439902426444732,0.17713385950081362,0.17713385950081362,0.17713385950081362,0.17713385950081362,null,null,27.297152726006956,null,null,6.0544611819235225E-6,0,0,21.48903373161933]
[1046,1.2120509849362686,6.0602549246813444,{"$f":"IF('Calculation Sheet'!$D$59=\"YES\",(Vcc_max-C1073)*ILIM_FINAL_TOL,(Vcc_max-C1073)*($AE$13+IF(C1073>=$AE$8,$AE$7,0)+(IF(C1073>=$AE$6,C1073,0)/$AE$5)+IF(C1073>$AE$10,($AE$9/C1073),0)))","v":2.9699085340286717},2.994456373184712,3.150308580487609,0.37842231006169458,4.2735547088490478E-4,8.5989465576772339E-3,8.9918858903503818E-4,3.2327370527031549,0.10109317755072311,2.6327750120069382E-2,2.0412527263125035E-3,6.8282160154531368E-5,4.3618844061565909E-5,48.777497236977148,1.0327692076733015,1.0327623659474208,1.0444875129947586,0.17724184009393529,0.17724184009393529,0.17724184009393529,0.17724184009393529,null,null,27.298451709983951,null,null,6.0602549246813446E-6,0,0,21.479045526993197]
[1047,1.2132097334878329,6.0660486674391656,{"$f":"IF('Calculation Sheet'!$D$59=\"YES\",(Vcc_max-C1074)*ILIM_FINAL_TOL,(Vcc_max-C1074)*($AE$13+IF(C1074>=$AE$8,$AE$7,0)+(IF(C1074>=$AE$6,C1074,0)/$AE$5)+IF(C1074>$AE$10,($AE$9/C1074),0)))","v":2.9670116619179909},2.9915595016429264,3.1500614267958711,0.37864176241435654,4.276259055191467E-4,8.6043785808489481E-3,8.9831236811566129E-4,3.2298408254167232,0.10115576587875186,2.6344318488174423E-2,2.0425440067595169E-3,6.8325373062005923E-5,4.3646448738332566E-5,48.768794602423895,1.0332620911900197,1.0332552473983114,1.0449839082967713,0.1773497046270105,0.1773497046270105,0.1773497046270105,0.1773497046270105,null,null,27.299749049479651,null,null,6.0660486674391659E-6,0,0,21.469045552944245]
[1048,1.2143684820393972,6.0718424101969868,{"$f":"IF('Calculation Sheet'!$D$59=\"YES\",(Vcc_max-C1075)*ILIM_FINAL_TOL,(Vcc_max-C1075)*($AE$13+IF(C1075>=$AE$8,$AE$7,0)+(IF(C1075>=$AE$6,C1075,0)/$AE$5)+IF(C1075>$AE$10,($AE$9/C1075),0)))","v":2.9641147897401745},2.9886626300340056,3.1498106429072337,0.37886095087029048,4.2789607630666637E-4,8.6098052802330294E-3,8.9743614717630038E-4,3.226944591024679,0.10121828964086843,2.6360870457560637E-2,2.0438340262534105E-3,6.8368543817420857E-5,4.3674026488638162E-5,48.760078569540269,1.0337541122211893,1.0337472663708405,1.0454794287760916,0.17745745310451921,0.17745745310451921,0.17745745310451921,0.17745745310451921,null,null,27.301044744696789,null,null,6.0718424101969872E-6,0,0,21.45903382484348]
[1049,1.2155272305909615,6.077636152954808,{"$f":"IF('Calculation Sheet'!$D$59=\"YES\",(Vcc_max-C1076)*ILIM_FINAL_TOL,(Vcc_max-C1076)*($AE$13+IF(C1076>=$AE$8,$AE$7,0)+(IF(C1076>=$AE$6,C1076,0)/$AE$5)+IF(C1076>$AE$10,($AE$9/C1076),0)))","v":2.9612179174952233},2.98576575835795,3.1495562337950878,0.37907987545183808,4.281659832474638E-4,8.6152266558392476E-3,8.9655992621651137E-4,3.2240483496045824,0.10128074883847971,2.6377406028319506E-2,2.0451227847946285E-3,6.841167242122026E-5,4.3701577312482698E-5,48.751349153877293,1.0342452709862431,1.0342384230844368,1.0459740746582409,0.17756508553094141,0.17756508553094141,0.17756508553094141,0.17756508553094141,null,null,27.302338795838047,null,null,6.0776361529548076E-6,0,0,21.449010358039246]
[1050,1.2166859791425257,6.08342989571263,{"$f":"IF('Calculation Sheet'!$D$59=\"YES\",(Vcc_max-C1077)*ILIM_FINAL_TOL,(Vcc_max-C1077)*($AE$13+IF(C1077>=$AE$8,$AE$7,0)+(IF(C1077>=$AE$6,C1077,0)/$AE$5)+IF(C1077>$AE$10,($AE$9/C1077),0)))","v":2.9583210451831374},2.9828688866147592,3.1492982044260107,0.37929853618133924,4.2843562634153898E-4,8.6206427076769288E-3,8.9568370523629426E-4,3.2211521012331392,0.101343143472993,2.63939252005434E-2,2.046410282383615E-3,6.8454758872960042E-5,4.3729101209866172E-5,48.742606370963372,1.034735567704558,1.0347287177584741,1.0464678461686832,0.17767260191075707,0.17767260191075707,0.17767260191075707,0.17767260191075707,null,null,27.303631203106072,null,null,6.0834298957126298E-6,0,0,21.438975167857301]
[1051,1.2178447276940902,6.0892236384704521,{"$f":"IF('Calculation Sheet'!$D$59=\"YES\",(Vcc_max-C1078)*ILIM_FINAL_TOL,(Vcc_max-C1078)*($AE$13+IF(C1078>=$AE$8,$AE$7,0)+(IF(C1078>=$AE$6,C1078,0)/$AE$5)+IF(C1078>$AE$10,($AE$9/C1078),0)))","v":2.9554241728039159},2.9799720148044333,3.1490365597597756,0.37951693308113166,4.2870500558889191E-4,8.6260534357558427E-3,8.9480748423609313E-4,3.2182558459862092,0.10140547354581519,2.6410427974323802E-2,2.0476965190208141E-3,6.8497803173084293E-5,4.3756598180788586E-5,48.733850236304264,1.0352250025954552,1.03521815061227,1.0469607435328239,0.1777800022484457,0.1777800022484457,0.1777800022484457,0.1777800022484457,null,null,27.304921966703468,null,null,6.0892236384704519E-6,0,0,21.428928269600796]
[1052,1.2190034762456545,6.0950173812282742,{"$f":"IF('Calculation Sheet'!$D$59=\"YES\",(Vcc_max-C1079)*ILIM_FINAL_TOL,(Vcc_max-C1079)*($AE$13+IF(C1079>=$AE$8,$AE$7,0)+(IF(C1079>=$AE$6,C1079,0)/$AE$5)+IF(C1079>$AE$10,($AE$9/C1079),0)))","v":2.9525273003575601},2.9770751429269731,3.1487713047493604,0.37973506617355124,4.2897412098996668E-4,8.6314588400857595E-3,8.939312632154639E-4,3.2153595839388176,0.1014677390583536,2.6426914349752639E-2,2.0489814947071139E-3,6.8540805321148923E-5,4.3784068225249939E-5,48.725080765383126,1.0357135758782001,1.0357067218650859,1.0474527669760108,0.1778872865484864,0.1778872865484864,0.1778872865484864,0.1778872865484864,null,null,27.306211086832779,null,null,6.095017381228274E-6,0,0,21.418869678550347]
[1053,1.2201622247972188,6.1008111239860954,{"$f":"IF('Calculation Sheet'!$D$59=\"YES\",(Vcc_max-C1080)*ILIM_FINAL_TOL,(Vcc_max-C1080)*($AE$13+IF(C1080>=$AE$8,$AE$7,0)+(IF(C1080>=$AE$6,C1080,0)/$AE$5)+IF(C1080>$AE$10,($AE$9/C1080),0)))","v":2.9496304278440695},2.9741782709823776,3.1485024443409575,0.37995293548093168,4.292429725443192E-4,8.636858920676449E-3,8.9305504217440657E-4,3.2124633151651616,0.1015299400120151,2.6443384326922281E-2,2.0502652094429585E-3,6.8583765317598022E-5,4.3811511343250231E-5,48.716297973660673,1.0362012877720019,1.036194431736128,1.0479439167235329,0.17799445481535869,0.17799445481535869,0.17799445481535869,0.17799445481535869,null,null,27.307498563696523,null,null,6.1008111239860953E-6,0,0,21.40879940996415]
[1054,1.2213209733487831,6.1066048667439166,{"$f":"IF('Calculation Sheet'!$D$59=\"YES\",(Vcc_max-C1081)*ILIM_FINAL_TOL,(Vcc_max-C1081)*($AE$13+IF(C1081>=$AE$8,$AE$7,0)+(IF(C1081>=$AE$6,C1081,0)/$AE$5)+IF(C1081>$AE$10,($AE$9/C1081),0)))","v":2.9467335552634442},2.9712813989706475,3.148229983473982,0.38017054102560577,4.2951156025194948E-4,8.6422536775372372E-3,8.9217882111292113E-4,3.2095670397386211,0.101592076408207,2.6459837905924211E-2,2.0515476632287921E-3,6.862668316243159E-5,4.3838927534789462E-5,48.707501876575044,1.0366881384960147,1.0366812804445464,1.0484341930006218,0.17810150705354166,0.17810150705354166,0.17810150705354166,0.17810150705354166,null,null,27.308784397497178,null,null,6.1066048667439166E-6,0,0,21.398717479077867]
[1055,1.2224797219003474,6.1123986095017377,{"$f":"IF('Calculation Sheet'!$D$59=\"YES\",(Vcc_max-C1082)*ILIM_FINAL_TOL,(Vcc_max-C1082)*($AE$13+IF(C1082>=$AE$8,$AE$7,0)+(IF(C1082>=$AE$6,C1082,0)/$AE$5)+IF(C1082>$AE$10,($AE$9/C1082),0)))","v":2.9438366826156837},2.9683845268917826,3.1479539270810828,0.38038788282990366,4.2977988411330159E-4,8.6476431106778939E-3,8.9130260003145168E-4,3.2066707577317675,0.10165414824833618,2.6476275086850798E-2,2.0528288560650587E-3,6.8669558855205537E-5,4.3866316799867633E-5,48.698692489542033,1.0371741282693361,1.0371672682094359,1.0489235960324508,0.17820844326751439,0.17820844326751439,0.17820844326751439,0.17820844326751439,null,null,27.310068588437151,null,null,6.1123986095017379E-6,0,0,21.388623901104882]
[1056,1.2236384704519117,6.1181923522595598,{"$f":"IF('Calculation Sheet'!$D$59=\"YES\",(Vcc_max-C1083)*ILIM_FINAL_TOL,(Vcc_max-C1083)*($AE$13+IF(C1083>=$AE$8,$AE$7,0)+(IF(C1083>=$AE$6,C1083,0)/$AE$5)+IF(C1083>$AE$10,($AE$9/C1083),0)))","v":2.9409398099007884},2.9654876547457825,3.1476742800881508,0.3806049609161537,4.3004794412793146E-4,8.6530272201081893E-3,8.9042637892955412E-4,3.2037744692163721,0.10171615553380908,2.6492695869793526E-2,2.0541087879522024E-3,6.8712392396363953E-5,4.3893679138484742E-5,48.689869827955036,1.0376592573110086,1.0376523952498349,1.0494121260441349,0.17831526346175552,0.17831526346175552,0.17831526346175552,0.17831526346175552,null,null,27.311351136718841,null,null,6.11819235225956E-6,0,0,21.378518691236195]
[1057,1.2247972190034759,6.1239860950173801,{"$f":"IF('Calculation Sheet'!$D$59=\"YES\",(Vcc_max-C1084)*ILIM_FINAL_TOL,(Vcc_max-C1084)*($AE$13+IF(C1084>=$AE$8,$AE$7,0)+(IF(C1084>=$AE$6,C1084,0)/$AE$5)+IF(C1084>$AE$10,($AE$9/C1084),0)))","v":2.938042937118758},2.9625907825326476,3.1473910474143278,0.38082177530668204,4.3031574029628317E-4,8.658406005837449E-3,8.8955015780722846E-4,3.200878174263416,0.10177809826603301,2.6509100254844764E-2,2.0553874588906673E-3,6.8755183785462748E-5,4.3921014550640791E-5,48.681033907185032,1.0381435258400187,1.0381366617847265,1.0498997832607313,0.17842196764074369,0.17842196764074369,0.17842196764074369,0.17842196764074369,null,null,27.312632042544585,null,null,6.1239860950173805E-6,0,0,21.368401864640447]
[1058,1.2259559675550402,6.1297798377752013,{"$f":"IF('Calculation Sheet'!$D$59=\"YES\",(Vcc_max-C1085)*ILIM_FINAL_TOL,(Vcc_max-C1085)*($AE$13+IF(C1085>=$AE$8,$AE$7,0)+(IF(C1085>=$AE$6,C1085,0)/$AE$5)+IF(C1085>$AE$10,($AE$9/C1085),0)))","v":2.9351460642695932},2.9596939102523776,3.147104233972017,0.38103832602381349,4.3058327261791263E-4,8.6637794678754432E-3,8.886739366644747E-4,3.1979818729430982,0.10183997644641485,2.6525488242095996E-2,2.0566648688813416E-3,6.8797933022946012E-5,4.3948323036335779E-5,48.672184742580832,1.0386269340752969,1.038620068033038,1.0503865679072391,0.1785285558089571,0.1785285558089571,0.1785285558089571,0.1785285558089571,null,null,27.313911306116683,null,null,6.1297798377752009E-6,0,0,21.358273436464149]
[1059,1.2271147161066047,6.1355735805330234,{"$f":"IF('Calculation Sheet'!$D$59=\"YES\",(Vcc_max-C1086)*ILIM_FINAL_TOL,(Vcc_max-C1086)*($AE$13+IF(C1086>=$AE$8,$AE$7,0)+(IF(C1086>=$AE$6,C1086,0)/$AE$5)+IF(C1086>$AE$10,($AE$9/C1086),0)))","v":2.9322491913532924},2.9567970379049724,3.1468138446668905,0.38125461308987108,4.3085054109326393E-4,8.6691476062319417E-3,8.8779771550173692E-4,3.1950855653248427,0.10190179007636146,2.6541859831639147E-2,2.0579410179242252E-3,6.8840640108369655E-5,4.3975604595569706E-5,48.663322349468928,1.0391094822357185,1.039102614213641,1.0508724802085994,0.17863502797087438,0.17863502797087438,0.17863502797087438,0.17863502797087438,null,null,27.315188927637386,null,null,6.1355735805330231E-6,0,0,21.348133421831541]
[1060,1.228273464658169,6.1413673232908454,{"$f":"IF('Calculation Sheet'!$D$59=\"YES\",(Vcc_max-C1087)*ILIM_FINAL_TOL,(Vcc_max-C1087)*($AE$13+IF(C1087>=$AE$8,$AE$7,0)+(IF(C1087>=$AE$6,C1087,0)/$AE$5)+IF(C1087>$AE$10,($AE$9/C1087),0)))","v":2.9293523183698569},2.9539001654904329,3.1465198843979003,0.38147063652717517,4.3111754572233707E-4,8.6745104209167145E-3,8.8692149431857104E-4,3.1921892514773109,0.10196353915727974,2.6558215023566589E-2,2.0592159060202064E-3,6.8883305042177767E-5,4.4002859228342572E-5,48.654446743153649,1.0395911705401029,1.0395843005453511,1.0513575203896954,0.17874138413097329,0.17874138413097329,0.17874138413097329,0.17874138413097329,null,null,27.316464907308898,null,null,6.1413673232908452E-6,0,0,21.337981835844751]
[1061,1.2294322132097333,6.1471610660486666,{"$f":"IF('Calculation Sheet'!$D$59=\"YES\",(Vcc_max-C1088)*ILIM_FINAL_TOL,(Vcc_max-C1088)*($AE$13+IF(C1088>=$AE$8,$AE$7,0)+(IF(C1088>=$AE$6,C1088,0)/$AE$5)+IF(C1088>$AE$10,($AE$9/C1088),0)))","v":2.9264554453192875},2.9510032930087582,3.1462223580572859,0.38168639635804524,4.3138428650468796E-4,8.6798679119390876E-3,8.8604527311497705E-4,3.1892929314684055,0.10202522369057609,2.6574553817969804E-2,2.0604895331697293E-3,6.8925927823926258E-5,4.4030086934654378E-5,48.645557938917136,1.0400719992072138,1.0400651272469288,1.0518416886753523,0.17884762429373158,0.17884762429373158,0.17884762429373158,0.17884762429373158,null,null,27.317739245333389,null,null,6.1471610660486665E-6,0,0,21.327818693583747]
[1062,1.2305909617612976,6.1529548088064878,{"$f":"IF('Calculation Sheet'!$D$59=\"YES\",(Vcc_max-C1089)*ILIM_FINAL_TOL,(Vcc_max-C1089)*($AE$13+IF(C1089>=$AE$8,$AE$7,0)+(IF(C1089>=$AE$6,C1089,0)/$AE$5)+IF(C1089>$AE$10,($AE$9/C1089),0)))","v":2.9235585722015824},2.9481064204599488,3.145921270530585,0.38190189260479768,4.316507634407607E-4,8.6852200793088308E-3,8.8516905189139905E-4,3.1863966053652821,0.10208684367765786,2.6590876214940717E-2,2.0617618993732378E-3,6.8968508454059219E-5,4.4057287714505122E-5,48.636655952019453,1.0405519684557591,1.0405450945370784,1.0523249852903374,0.17895374846362699,0.17895374846362699,0.17895374846362699,0.17895374846362699,null,null,27.31901194191299,null,null,6.1529548088064878E-6,0,0,21.317644010106463]
[1063,1.2317497103128618,6.158748551564309,{"$f":"IF('Calculation Sheet'!$D$59=\"YES\",(Vcc_max-C1090)*ILIM_FINAL_TOL,(Vcc_max-C1090)*($AE$13+IF(C1090>=$AE$8,$AE$7,0)+(IF(C1090>=$AE$6,C1090,0)/$AE$5)+IF(C1090>$AE$10,($AE$9/C1090),0)))","v":2.9206616990167431},2.9452095478440046,3.1456166266966417,0.38211712528974795,4.3191697653055527E-4,8.6905669230357141E-3,8.8429283064739295E-4,3.1835002732343556,0.10214839911993145,2.6607182214571701E-2,2.0630330046316203E-3,6.9011046932576647E-5,4.4084461567894806E-5,48.627740797698564,1.0410310785043915,1.0410242026344489,1.0528074104593597,0.17905975664513729,0.17905975664513729,0.17905975664513729,0.17905975664513729,null,null,27.32028299724978,null,null,6.1587485515643091E-6,0,0,21.307457800448784]
[1064,1.2329084588644261,6.1645422943221311,{"$f":"IF('Calculation Sheet'!$D$59=\"YES\",(Vcc_max-C1091)*ILIM_FINAL_TOL,(Vcc_max-C1091)*($AE$13+IF(C1091>=$AE$8,$AE$7,0)+(IF(C1091>=$AE$6,C1091,0)/$AE$5)+IF(C1091>$AE$10,($AE$9/C1091),0)))","v":2.9177648257647677},2.9423126751609252,3.1453084314276154,0.38233209443520977,4.3218292577407169E-4,8.6959084431290634E-3,8.8341660938295874E-4,3.1806039351413089,0.10220989001880332,2.6623471816954236E-2,2.0643028489448767E-3,6.9053543259034456E-5,4.411160849437934E-5,48.618812491170488,1.0415093295717075,1.0415024517576337,1.0532889644070704,0.17916564884273978,0.17916564884273978,0.17916564884273978,0.17916564884273978,null,null,27.321552411545785,null,null,6.1645422943221312E-6,0,0,21.297260079624703]
[1065,1.2340672074159904,6.1703360370799523,{"$f":"IF('Calculation Sheet'!$D$59=\"YES\",(Vcc_max-C1092)*ILIM_FINAL_TOL,(Vcc_max-C1092)*($AE$13+IF(C1092>=$AE$8,$AE$7,0)+(IF(C1092>=$AE$6,C1092,0)/$AE$5)+IF(C1092>$AE$10,($AE$9/C1092),0)))","v":2.9148679524456584},2.9394158024107111,3.1449966895889916,0.38254680006349373,4.3244861117086586E-4,8.7012446395990928E-3,8.8254038809809643E-4,3.1777075911511021,0.10227131637568032,2.663974502218025E-2,2.0655714323138952E-3,6.9095997433876732E-5,4.4138728494402812E-5,48.609871047629177,1.0419867218762482,1.0419798421251703,1.0537696473580633,0.17927142506091176,0.17927142506091176,0.17927142506091176,0.17927142506091176,null,null,27.322820185003028,null,null,6.1703360370799525E-6,0,0,21.287050862626149]
[1066,1.2352259559675547,6.1761297798377734,{"$f":"IF('Calculation Sheet'!$D$59=\"YES\",(Vcc_max-C1093)*ILIM_FINAL_TOL,(Vcc_max-C1093)*($AE$13+IF(C1093>=$AE$8,$AE$7,0)+(IF(C1093>=$AE$6,C1093,0)/$AE$5)+IF(C1093>$AE$10,($AE$9/C1093),0)))","v":2.911971079059414},2.9365189295933622,3.1446814060395889,0.38276124219690999,4.3271403272138187E-4,8.706575512454684E-3,8.816641667932501E-4,3.174811241327979,0.10233267819196934,2.6656001830341669E-2,2.0668387547391198E-3,6.9138409456659389E-5,4.4165821567965224E-5,48.600916482246731,1.0424632556364992,1.0424563739555406,1.0542494595368737,0.1793770853041301,0.1793770853041301,0.1793770853041301,0.1793770853041301,null,null,27.324086317823429,null,null,6.1761297798377738E-6,0,0,21.276830164423302]
[1067,1.2363847045191192,6.1819235225955964,{"$f":"IF('Calculation Sheet'!$D$59=\"YES\",(Vcc_max-C1094)*ILIM_FINAL_TOL,(Vcc_max-C1094)*($AE$13+IF(C1094>=$AE$8,$AE$7,0)+(IF(C1094>=$AE$6,C1094,0)/$AE$5)+IF(C1094>$AE$10,($AE$9/C1094),0)))","v":2.9090742056060339},2.9336220567088778,3.1443625856315696,0.38297542085776604,4.3297919042561972E-4,8.7119010617060511E-3,8.8078794546797567E-4,3.1719148857354744,0.1023939754690768,2.6672242241530864E-2,2.0681048162209947E-3,6.9180779327826514E-5,4.4192887715066576E-5,48.591948810173335,1.0429389310708905,1.0429320474671715,1.0547284011679789,0.17948262957687167,0.17948262957687167,0.17948262957687167,0.17948262957687167,null,null,27.325350810208914,null,null,6.1819235225955968E-6,0,0,21.266597999964421]
[1068,1.2375434530706835,6.1877172653534176,{"$f":"IF('Calculation Sheet'!$D$59=\"YES\",(Vcc_max-C1095)*ILIM_FINAL_TOL,(Vcc_max-C1095)*($AE$13+IF(C1095>=$AE$8,$AE$7,0)+(IF(C1095>=$AE$6,C1095,0)/$AE$5)+IF(C1095>$AE$10,($AE$9/C1095),0)))","v":2.9061773320855195},2.930725183757259,3.1440402332104487,0.38318933606836714,4.3324408428357941E-4,8.7172212873625199E-3,8.7991172412227314E-4,3.1690185244364253,0.10245520820840914,2.6688466255839316E-2,2.069369616759964E-3,6.9223107046934018E-5,4.4219926935706866E-5,48.582968046537339,1.0434137483977965,1.0434068628784334,1.0552064724757992,0.17958805788361287,0.17958805788361287,0.17958805788361287,0.17958805788361287,null,null,27.32661366236135,null,null,6.1877172653534172E-6,0,0,21.256354384175989]
[1069,1.2387022016222478,6.1935110081112388,{"$f":"IF('Calculation Sheet'!$D$59=\"YES\",(Vcc_max-C1096)*ILIM_FINAL_TOL,(Vcc_max-C1096)*($AE$13+IF(C1096>=$AE$8,$AE$7,0)+(IF(C1096>=$AE$6,C1096,0)/$AE$5)+IF(C1096>$AE$10,($AE$9/C1096),0)))","v":2.90328045849787},2.927828310738505,3.1437143536151022,0.38340298785101723,4.3350871429526094E-4,8.7225361894338604E-3,8.7903550275614251E-4,3.1661221574929743,0.10251637641137279,2.6704673873358953E-2,2.0706331563569158E-3,6.9265392614425991E-5,4.4246939229886095E-5,48.573974206445293,1.043887707835536,1.0438808204076417,1.0556836736846962,0.17969337022883058,0.17969337022883058,0.17969337022883058,0.17969337022883058,null,null,27.32787487448255,null,null,6.1935110081112385E-6,0,0,21.246099331962743]
[1070,1.239860950173812,6.1993047508690609,{"$f":"IF('Calculation Sheet'!$D$59=\"YES\",(Vcc_max-C1097)*ILIM_FINAL_TOL,(Vcc_max-C1097)*($AE$13+IF(C1097>=$AE$8,$AE$7,0)+(IF(C1097>=$AE$6,C1097,0)/$AE$5)+IF(C1097>$AE$10,($AE$9/C1097),0)))","v":2.9003835848430857},2.9249314376526163,3.1433849516777768,0.38361637622801847,4.3377308046066432E-4,8.7278457679298427E-3,8.7815928137002786E-4,3.1632257849665799,0.10257748007937462,2.6720865094181701E-2,2.0718954350118501E-3,6.9307636029858344E-5,4.4273924597604264E-5,48.56496730498197,1.0443608096023722,1.0443539202730563,1.0561600050189737,0.17979856661700122,0.17979856661700122,0.17979856661700122,0.17979856661700122,null,null,27.329134446774297,null,null,6.1993047508690606E-6,0,0,21.235832858207672]
[1071,1.2410196987253763,6.205098493626882,{"$f":"IF('Calculation Sheet'!$D$59=\"YES\",(Vcc_max-C1098)*ILIM_FINAL_TOL,(Vcc_max-C1098)*($AE$13+IF(C1098>=$AE$8,$AE$7,0)+(IF(C1098>=$AE$6,C1098,0)/$AE$5)+IF(C1098>$AE$10,($AE$9/C1098),0)))","v":2.8974867111211666},2.9220345644995924,3.1430520322240989,0.38382950122167081,4.3403718277978953E-4,8.7331500228597925E-3,8.772830599634851E-4,3.1603294069180232,0.10263851921382106,2.6737039918399486E-2,2.0731564527256552E-3,6.9349837293675165E-5,4.4300883038861372E-5,48.555947357210492,1.0448330539165127,1.0448261626928814,1.0566354667028781,0.17990364705260076,0.17990364705260076,0.17990364705260076,0.17990364705260076,null,null,27.330392379438337,null,null,6.2050984936268819E-6,0,0,21.225554977772155]
[1072,1.2421784472769406,6.2108922363847032,{"$f":"IF('Calculation Sheet'!$D$59=\"YES\",(Vcc_max-C1099)*ILIM_FINAL_TOL,(Vcc_max-C1099)*($AE$13+IF(C1099>=$AE$8,$AE$7,0)+(IF(C1099>=$AE$6,C1099,0)/$AE$5)+IF(C1099>$AE$10,($AE$9/C1099),0)))","v":2.8945898373321133},2.9191376912794338,3.1427156000730836,0.3840423628542724,4.3430102125263659E-4,8.7384489542339239E-3,8.7640683853695833E-4,3.1574330234074157,0.10269949381611854,2.6753198346104234E-2,2.074416209498775E-3,6.9391996405876455E-5,4.4327814553657419E-5,48.546914378172275,1.0453044409961099,1.0452975478852657,1.057110058960598,0.18000861154010517,0.18000861154010517,0.18000861154010517,0.18000861154010517,null,null,27.331648672676359,null,null,6.2108922363847032E-6,0,0,21.215265705495916]
[1073,1.2433371958285049,6.2166859791425244,{"$f":"IF('Calculation Sheet'!$D$59=\"YES\",(Vcc_max-C1100)*ILIM_FINAL_TOL,(Vcc_max-C1100)*($AE$13+IF(C1100>=$AE$8,$AE$7,0)+(IF(C1100>=$AE$6,C1100,0)/$AE$5)+IF(C1100>$AE$10,($AE$9/C1100),0)))","v":2.8916929634759239},2.9162408179921404,3.142375660037144,0.38425496114811963,4.3456459587920548E-4,8.7437425620611187E-3,8.7553061708955937E-4,3.1545366344942067,0.10276040388767305,2.6769340377387874E-2,2.0756747053316538E-3,6.9434113366018124E-5,4.4354719141992405E-5,48.53786838288709,1.0457749710592605,1.0457680760683024,1.0575837820162637,0.18011346008398998,0.18011346008398998,0.18011346008398998,0.18011346008398998,null,null,27.332903326690005,null,null,6.2166859791425245E-6,0,0,21.204965056197086]
[1074,1.2444959443800692,6.2224797219003465,{"$f":"IF('Calculation Sheet'!$D$59=\"YES\",(Vcc_max-C1101)*ILIM_FINAL_TOL,(Vcc_max-C1101)*($AE$13+IF(C1101>=$AE$8,$AE$7,0)+(IF(C1101>=$AE$6,C1101,0)/$AE$5)+IF(C1101>$AE$10,($AE$9/C1101),0)))","v":2.8887960895526001},2.9133439446377118,3.1420322169220998,0.38446729612550667,4.3482790665994031E-4,8.7490308463515909E-3,8.7465439562217639E-4,3.1516402402371897,0.10282124942989146,2.6785466012342329E-2,2.0769319402247355E-3,6.9476188174544262E-5,4.438159680386633E-5,48.528809386353174,1.0462446443240057,1.0462377474600291,1.0580566360939481,0.18021819268873118,0.18021819268873118,0.18021819268873118,0.18021819268873118,null,null,27.334156341680885,null,null,6.2224797219003466E-6,0,0,21.19465304467229]
[1075,1.2456546929316337,6.2282734646581686,{"$f":"IF('Calculation Sheet'!$D$59=\"YES\",(Vcc_max-C1102)*ILIM_FINAL_TOL,(Vcc_max-C1102)*($AE$13+IF(C1102>=$AE$8,$AE$7,0)+(IF(C1102>=$AE$6,C1102,0)/$AE$5)+IF(C1102>$AE$10,($AE$9/C1102),0)))","v":2.8858992155621408},2.9104470712161481,3.1416852755271867,0.38467936780872636,4.3509095359439698E-4,8.7543138071146664E-3,8.7377817413436532E-4,3.1487438406945105,0.10288203044418021,2.6801575251059528E-2,2.0781879141789084E-3,6.951822083101078E-5,4.4408447539279194E-5,48.519737403547197,1.0467134610083311,1.0467065622784284,1.0585286214176661,0.18032280935880429,0.18032280935880429,0.18032280935880429,0.18032280935880429,null,null,27.335407717850579,null,null,6.2282734646581688E-6,0,0,21.184329685696618]
[1076,1.2468134414831979,6.2340672074159897,{"$f":"IF('Calculation Sheet'!$D$59=\"YES\",(Vcc_max-C1103)*ILIM_FINAL_TOL,(Vcc_max-C1103)*($AE$13+IF(C1103>=$AE$8,$AE$7,0)+(IF(C1103>=$AE$6,C1103,0)/$AE$5)+IF(C1103>$AE$10,($AE$9/C1103),0)))","v":2.8830023415045476},2.90755019772745,3.1413348406450656,0.38489117622006885,4.3535373668257549E-4,8.7595914443601153E-3,8.7290195262612613E-4,3.1458474359236752,0.10294274693194527,2.6817668093631397E-2,2.0794426271941724E-3,6.9560211335861766E-5,4.4435271348230998E-5,48.510652449424342,1.0471814213301669,1.0471745207414265,1.0589997382113752,0.1804273100986844,0.1804273100986844,0.1804273100986844,0.1804273100986844,null,null,27.336657455400587,null,null,6.2340672074159901E-6,0,0,21.173994994023754]
[1077,1.2479721900347622,6.2398609501738118,{"$f":"IF('Calculation Sheet'!$D$59=\"YES\",(Vcc_max-C1104)*ILIM_FINAL_TOL,(Vcc_max-C1104)*($AE$13+IF(C1104>=$AE$8,$AE$7,0)+(IF(C1104>=$AE$6,C1104,0)/$AE$5)+IF(C1104>$AE$10,($AE$9/C1104),0)))","v":2.8801054673798188},2.9046533241716168,3.1409809170618308,0.385102721381823,4.3561625592491993E-4,8.7648637580977073E-3,8.7202573109790293E-4,3.1429510259815552,0.10300339889459309,2.6833744540149862E-2,2.0806960792714158E-3,6.9602159688653131E-5,4.4462068230721741E-5,48.501554538918334,1.0476485255073882,1.047641623066895,1.0594699866989747,0.1805316949128466,0.1805316949128466,0.1805316949128466,0.1805316949128466,null,null,27.337905554532398,null,null,6.2398609501738122E-6,0,0,21.163648984385937]
[1078,1.2491309385863265,6.245654692931633,{"$f":"IF('Calculation Sheet'!$D$59=\"YES\",(Vcc_max-C1105)*ILIM_FINAL_TOL,(Vcc_max-C1105)*($AE$13+IF(C1105>=$AE$8,$AE$7,0)+(IF(C1105>=$AE$6,C1105,0)/$AE$5)+IF(C1105>$AE$10,($AE$9/C1105),0)))","v":2.8772085931879556},2.9017564505486488,3.1406235095570194,0.38531400331627585,4.3587851132098621E-4,8.7701307483367685E-3,8.7114950954925163E-4,3.1400546109243956,0.10306398633353009,2.6849804590706849E-2,2.0819482704110825E-3,6.9644065889828966E-5,4.4488838186751423E-5,48.492443686941492,1.0481147737578143,1.04810786947265,1.0599393671043067,0.18063596380576596,0.18063596380576596,0.18063596380576596,0.18063596380576596,null,null,27.339152015447457,null,null,6.2456546929316326E-6,0,0,21.153291671494035]
[1079,1.2502896871378908,6.2514484356894542,{"$f":"IF('Calculation Sheet'!$D$59=\"YES\",(Vcc_max-C1106)*ILIM_FINAL_TOL,(Vcc_max-C1106)*($AE$13+IF(C1106>=$AE$8,$AE$7,0)+(IF(C1106>=$AE$6,C1106,0)/$AE$5)+IF(C1106>$AE$10,($AE$9/C1106),0)))","v":2.8743117189289573},2.8988595768585461,3.140262622903621,0.38552502204571226,4.3614050287077433E-4,8.7753924150870688E-3,8.7027328798017223E-4,3.1371581908078214,0.10312450925016226,2.6865848245394286E-2,2.0831992006136169E-3,6.9685929938945179E-5,4.4515581216320044E-5,48.483319908384757,1.0485801662992089,1.0485732601764517,1.0604078796511553,0.18074011678191715,0.18074011678191715,0.18074011678191715,0.18074011678191715,null,null,27.340396838347139,null,null,6.2514484356894539E-6,0,0,21.142923070037618]
[1080,1.2514484356894551,6.2572421784472763,{"$f":"IF('Calculation Sheet'!$D$59=\"YES\",(Vcc_max-C1107)*ILIM_FINAL_TOL,(Vcc_max-C1107)*($AE$13+IF(C1107>=$AE$8,$AE$7,0)+(IF(C1107>=$AE$6,C1107,0)/$AE$5)+IF(C1107>$AE$10,($AE$9/C1107),0)))","v":2.8714148446028234},2.8959627031013082,3.1398982618680855,0.38573577759241484,4.3640223057472838E-4,8.7806487583583781E-3,8.6939706639110881E-4,3.1342617656868446,0.10318496764589602,2.6881875504303654E-2,2.0844488698794628E-3,6.9727751836445861E-5,4.4542297319427604E-5,48.474183218117723,1.0490447033492807,1.0490377953960053,1.0608755245632469,0.18084415384577479,0.18084415384577479,0.18084415384577479,0.18084415384577479,null,null,27.341640023432806,null,null,6.2572421784472761E-6,0,0,21.132543194684917]
[1081,1.2526071842410194,6.2630359212050974,{"$f":"IF('Calculation Sheet'!$D$59=\"YES\",(Vcc_max-C1108)*ILIM_FINAL_TOL,(Vcc_max-C1108)*($AE$13+IF(C1108>=$AE$8,$AE$7,0)+(IF(C1108>=$AE$6,C1108,0)/$AE$5)+IF(C1108>$AE$10,($AE$9/C1108),0)))","v":2.8685179702095556},2.8930658292769356,3.1395304312103329,0.38594626997866532,4.3666369443240427E-4,8.7858997781604664E-3,8.6852084478161728E-4,3.1313653356158713,0.10324536152213737,2.6897886367527324E-2,2.0856972782095085E-3,6.9769531581886923E-5,4.4568986496074103E-5,48.465033630988735,1.049508385125683,1.0495014753489604,1.0613423020642501,0.18094807500181354,0.18094807500181354,0.18094807500181354,0.18094807500181354,null,null,27.34288157090576,null,null,6.2630359212050974E-6,0,0,21.122152060082975]
[1082,1.2537659327925839,6.2688296639629195,{"$f":"IF('Calculation Sheet'!$D$59=\"YES\",(Vcc_max-C1109)*ILIM_FINAL_TOL,(Vcc_max-C1109)*($AE$13+IF(C1109>=$AE$8,$AE$7,0)+(IF(C1109>=$AE$6,C1109,0)/$AE$5)+IF(C1109>$AE$10,($AE$9/C1109),0)))","v":2.8656210957491517},2.8901689553854273,3.1391591356837623,0.38615649922674322,4.3692489444424609E-4,8.7911454745026596E-3,8.6764462315169766E-4,3.1284689006487074,0.10330569088029229,2.6913880835157222E-2,2.0869444256037539E-3,6.9811269175712454E-5,4.4595648746259542E-5,48.455871161824852,1.0499712118460134,1.0499643002529115,1.0618082123777759,0.18105188025450758,0.18105188025450758,0.18105188025450758,0.18105188025450758,null,null,27.344121480967264,null,null,6.2688296639629195E-6,0,0,21.111749680857589]
[1083,1.2549246813441481,6.2746234067207416,{"$f":"IF('Calculation Sheet'!$D$59=\"YES\",(Vcc_max-C1110)*ILIM_FINAL_TOL,(Vcc_max-C1110)*($AE$13+IF(C1110>=$AE$8,$AE$7,0)+(IF(C1110>=$AE$6,C1110,0)/$AE$5)+IF(C1110>$AE$10,($AE$9/C1110),0)))","v":2.862724221221614},2.8872720814267847,3.1387843800352595,0.38636646535892494,4.3718583060980976E-4,8.7963858473947276E-3,8.6676840150134993E-4,3.1255724608385678,0.10336595572176721,2.6929858907284832E-2,2.0881903120630874E-3,6.9852964617922453E-5,4.462228406998392E-5,48.446695825431952,1.0504331837278142,1.0504262703253973,1.062273255727378,0.18115556960833068,0.18115556960833068,0.18115556960833068,0.18115556960833068,null,null,27.345359753818546,null,null,6.2746234067207416E-6,0,0,21.101336071613407]
[1084,1.2560834298957124,6.2804171494785628,{"$f":"IF('Calculation Sheet'!$D$59=\"YES\",(Vcc_max-C1111)*ILIM_FINAL_TOL,(Vcc_max-C1111)*($AE$13+IF(C1111>=$AE$8,$AE$7,0)+(IF(C1111>=$AE$6,C1111,0)/$AE$5)+IF(C1111>$AE$10,($AE$9/C1111),0)))","v":2.8598273466269406},2.8843752074010074,3.1384061690052079,0.38657616839748687,4.3744650292953935E-4,8.8016208968464404E-3,8.6589217983057409E-4,3.1226760162380791,0.10342615604796812,2.6945820584002522E-2,2.0894349375879528E-3,6.9894617908072831E-5,4.4648892467247236E-5,48.437507636594745,1.0508943009885727,1.0508873857839012,1.0627374323365519,0.18125914306775703,0.18125914306775703,0.18125914306775703,0.18125914306775703,null,null,27.346596389660782,null,null,6.2804171494785629E-6,0,0,21.090911246933963]
[1085,1.2572421784472767,6.286210892236384,{"$f":"IF('Calculation Sheet'!$D$59=\"YES\",(Vcc_max-C1112)*ILIM_FINAL_TOL,(Vcc_max-C1112)*($AE$13+IF(C1112>=$AE$8,$AE$7,0)+(IF(C1112>=$AE$6,C1112,0)/$AE$5)+IF(C1112>$AE$10,($AE$9/C1112),0)))","v":2.8569304719651334},2.8814783333080949,3.1380245073274962,0.38678560836470233,4.3770691140299078E-4,8.8068506228671239E-3,8.6501595813981424E-4,3.1197795668992883,0.10348629186030101,2.6961765865402221E-2,2.0906783021787945E-3,6.9936229046607679E-5,4.4675473938049493E-5,48.428306610076824,1.0513545638457205,1.0513476468458518,1.063200742428736,0.1813626006372604,0.1813626006372604,0.1813626006372604,0.1813626006372604,null,null,27.347831388695102,null,null,6.2862108922363842E-6,0,0,21.080475221381722]
[1086,1.258400926998841,6.2920046349942051,{"$f":"IF('Calculation Sheet'!$D$59=\"YES\",(Vcc_max-C1113)*ILIM_FINAL_TOL,(Vcc_max-C1113)*($AE$13+IF(C1113>=$AE$8,$AE$7,0)+(IF(C1113>=$AE$6,C1113,0)/$AE$5)+IF(C1113>$AE$10,($AE$9/C1113),0)))","v":2.8540335972361905},2.8785814591480476,3.1376393997295269,0.38699478528284281,4.3796705603060815E-4,8.8120750254665481E-3,8.6413973642862629E-4,3.1168831128736691,0.10354636316017185,2.697769475157541E-2,2.0919204058365004E-3,6.9977798033082905E-5,4.4702028481946599E-5,48.419092760620636,1.051813972516634,1.0518070537286219,1.0636631862273107,0.18146594232131408,0.18146594232131408,0.18146594232131408,0.18146594232131408,null,null,27.349064751122601,null,null,6.2920046349942055E-6,0,0,21.070028009498035]
[1087,1.2595596755504053,6.2977983777520272,{"$f":"IF('Calculation Sheet'!$D$59=\"YES\",(Vcc_max-C1114)*ILIM_FINAL_TOL,(Vcc_max-C1114)*($AE$13+IF(C1114>=$AE$8,$AE$7,0)+(IF(C1114>=$AE$6,C1114,0)/$AE$5)+IF(C1114>$AE$10,($AE$9/C1114),0)))","v":2.851136722440113},2.8756845849208652,3.1372508509322263,0.38720369917417852,4.3822693681239144E-4,8.8172941046544828E-3,8.6326351469745433E-4,3.1139866542121286,0.10360636994898664,2.6993607242614459E-2,2.0931612485610707E-3,7.0019324867942601E-5,4.4728556099382644E-5,48.409866102947689,1.0522725272186344,1.0522656066495291,1.0641247639555991,0.18156916812439183,0.18156916812439183,0.18156916812439183,0.18156916812439183,null,null,27.35029647714433,null,null,6.2977983777520276E-6,0,0,21.059569625803359]
[1088,{"$f":"($AE$11/2000)*(A1115)","v":1.2607184241019695},{"$f":"$AE$13*B1115*10^-3/($AE$4*10^-6)","v":6.3035921205098484},{"$f":"IF('Calculation Sheet'!$D$59=\"YES\",(Vcc_max-C1115)*ILIM_FINAL_TOL,(Vcc_max-C1115)*($AE$13+IF(C1115>=$AE$8,$AE$7,0)+(IF(C1115>=$AE$6,C1115,0)/$AE$5)+IF(C1115>$AE$10,($AE$9/C1115),0)))","v":2.8482398475769002},2.872787710626548,3.1368588656500531,0.38741235006097741,4.3848655374834067E-4,8.8225078604406981E-3,8.6238729294585426E-4,3.1110901909650117,0.10366631222815181,2.7009503338610852E-2,2.0944008303533934E-3,7.0060809550742675E-5,4.4755056790357628E-5,48.400626651758415,1.0527302281689874,1.0527233058258356,1.0645854758368665,0.18167227805096653,0.18167227805096653,0.18167227805096653,0.18167227805096653,null,null,27.351526566961301,null,null,{"$f":"IF(C1115>=$AE$6,C1115,0)/$AE$5","v":6.3035921205098481E-6},{"$f":"IF(C1115>=$AE$8,$AE$7,0)","v":0},{"$f":"IF(C1115>$AE$10,($AE$9/C1115),0)","v":0},{"$f":"(Q1115-AA1115)*IF((Vcc_max-C1115)>$F$4,1,0)","v":21.049100084797114}]
[1089,1.2618771726535338,6.3093858632676696,{"$f":"IF('Calculation Sheet'!$D$59=\"YES\",(Vcc_max-C1116)*ILIM_FINAL_TOL,(Vcc_max-C1116)*($AE$13+IF(C1116>=$AE$8,$AE$7,0)+(IF(C1116>=$AE$6,C1116,0)/$AE$5)+IF(C1116>$AE$10,($AE$9/C1116),0)))","v":2.8453429726465527},{"$f":"(D1115+((((EXP(-(B1116-B1115)*10^-3/$F$14)))*(E1115-D1115))))","v":2.8698908362650961},{"$f":"(D1115+((((EXP(-(B1116-B1115)*10^-3/$F$15)))*(F1115-D1115))))","v":3.136463448591007},{"$f":"(D1115+((((EXP(-(B1116-B1115)*10^-3/$F$16)))*(G1115-D1115))))","v":0.38762073796550522},{"$f":"(D1115+((((EXP(-(B1116-B1115)*10^-3/$F$17)))*(H1115-D1115))))","v":4.3874590683801173E-4},{"$f":"(D1115+((((EXP(-(B1116-B1115)*10^-3/$F$18)))*(I1115-D1115))))","v":8.8277162928345199E-3},{"$f":"(D1115+((((EXP(-(B1116-B1115)*10^-3/$F$19)))*(JX1115-D1115))))","v":8.6151107117338199E-4},{"$f":"(D1115+((((EXP(-(B1116-B1115)*10^-3/$F$20)))*(K1115-D1115))))","v":3.1081937231821093},{"$f":"(D1115+((((EXP(-(B1116-B1115)*10^-3/$F$21)))*(L1115-D1115))))","v":0.1037261899990729},{"$f":"(D1115+((((EXP(-(B1116-B1115)*10^-3/$F$22)))*(M1115-D1115))))","v":2.7025383039656514E-2},2.0956391512134687E-3,7.0102252081927219E-5,4.4781530554871551E-5,48.391374421732259,{"$f":"(D1115+((((EXP(-(B1116-B1115)*10^-3/$B$14)))*(R1115-D1115))))","v":1.0531870755849035},{"$f":"(D1115+((((EXP(-(B1116-B1115)*10^-3/$B$15)))*(S1115-D1115))))","v":1.0531801514747487},{"$f":"(D1115+((((EXP(-(B1116-B1115)*10^-3/$B$16)))*(T1115-D1115))))","v":1.0650453220943208},{"$f":"(D1115+((((EXP(-(B1116-B1115)*10^-3/$B$17)))*(U1115-D1115))))","v":0.18177527210551148},{"$f":"(D1115+((((EXP(-(B1116-B1115)*10^-3/$B$18)))*(V1115-D1115))))","v":0.18177527210551148},0.18177527210551148,0.18177527210551148,null,null,27.352755020774463,null,null,6.3093858632676694E-6,0,0,21.038619400957796]
[1090,1.2630359212050983,6.3151796060254926,{"$f":"IF('Calculation Sheet'!$D$59=\"YES\",(Vcc_max-C1117)*ILIM_FINAL_TOL,(Vcc_max-C1117)*($AE$13+IF(C1117>=$AE$8,$AE$7,0)+(IF(C1117>=$AE$6,C1117,0)/$AE$5)+IF(C1117>$AE$10,($AE$9/C1117),0)))","v":2.8424460976490695},2.8669939618365086,3.1360646044566369,0.38782886291002683,4.3900499608184873E-4,8.832919401845718E-3,8.606348493813698E-4,3.1052972509126628,0.10378600326315546,2.7041246345843817E-2,{"$f":"(D1116+((((EXP(-(B1117-B1116)*10^-3/$F$23)))*(N1116-D1116))))","v":2.0968762111421846E-3},{"$f":"(D1116+((((EXP(-(B1117-B1116)*10^-3/$F$24)))*(O1116-D1116))))","v":7.0143652461052142E-5},{"$f":"(D1116+((((EXP(-(B1117-B1116)*10^-3/$F$25)))*(P1116-D1116))))","v":4.4807977392924414E-5},{"$f":"$C$6+(E1117*$G$14)+(F1117*$G$15)+(G1117*$G$16)+(H1117*$G$17)+(I1117*$G$18)+(J1117*$G$19)+(K1117*$G$20)+(L1117*$G$21)+(M1117*$G$22)","v":48.38210942752783},1.0536430696835379,1.0536361438134203,1.0655043029511122,0.1818781502924991,0.1818781502924991,{"$f":"(D1116+((((EXP(-(B1117-B1116)*10^-3/$B$19)))*(W1116-D1116))))","v":0.1818781502924991},{"$f":"(D1116+((((EXP(-(B1117-B1116)*10^-3/$B$20)))*(X1116-D1116))))","v":0.1818781502924991},null,null,{"$f":"$C$6+(R1117*$C$14)+(S1117*$C$15)+(T1117*$C$16)+(U1117*$C$17)+(V1117*$C$18)+(W1117*$C$19)+(X1117*$C$20)","v":27.353981838784751},null,null,6.3151796060254923E-6,0,0,21.028127588743079]
[1091,1.2641946697566626,6.3209733487833137,{"$f":"IF('Calculation Sheet'!$D$59=\"YES\",(Vcc_max-C1118)*ILIM_FINAL_TOL,(Vcc_max-C1118)*($AE$13+IF(C1118>=$AE$8,$AE$7,0)+(IF(C1118>=$AE$6,C1118,0)/$AE$5)+IF(C1118>$AE$10,($AE$9/C1118),0)))","v":2.8395492225844521},2.8640970873407867,3.1356623379420512,0.38803672491680352,4.3926382147985166E-4,8.8381171874836184E-3,8.5975862756848542E-4,3.102400774205373,0.1038457520218059,2.7057093257264242E-2,2.0981120101399853E-3,7.0185010688561533E-5,4.4834397304516216E-5,48.372831683782771,1.0540982106819907,1.0540912830589464,1.0659624186303336,0.1819809126164027,0.1819809126164027,0.1819809126164027,0.1819809126164027,null,null,27.355207021193046,null,null,6.3209733487833136E-6,0,0,21.017624662589725]
[1092,1.2653534183082269,6.3267670915411349,{"$f":"IF('Calculation Sheet'!$D$59=\"YES\",(Vcc_max-C1119)*ILIM_FINAL_TOL,(Vcc_max-C1119)*($AE$13+IF(C1119>=$AE$8,$AE$7,0)+(IF(C1119>=$AE$6,C1119,0)/$AE$5)+IF(C1119>$AE$10,($AE$9/C1119),0)))","v":2.8366523474527003},2.8612002127779297,3.1352566537359259,0.38824432400809616,4.3952238303202051E-4,8.8433096497584351E-3,8.5888240573561703E-4,3.0995042931084025,0.10390543627642979,2.7072923774009716E-2,2.0993465482077589E-3,7.0226326764011304E-5,4.4860790289646957E-5,48.36354120511389,1.0545524987973067,1.0545455694283685,1.0664196693550203,0.18208355908169427,0.18208355908169427,0.18208355908169427,0.18208355908169427,null,null,27.356430568200164,null,null,6.3267670915411349E-6,0,0,21.007110636913726]
[1093,1.2665121668597912,6.3325608342989561,{"$f":"IF('Calculation Sheet'!$D$59=\"YES\",(Vcc_max-C1120)*ILIM_FINAL_TOL,(Vcc_max-C1120)*($AE$13+IF(C1120>=$AE$8,$AE$7,0)+(IF(C1120>=$AE$6,C1120,0)/$AE$5)+IF(C1120>$AE$10,($AE$9/C1120),0)))","v":2.8337554722538134},2.8583033381479379,3.1348475565205125,0.3884516602061634,4.397806807383553E-4,8.8484967886794941E-3,8.5800618388232053E-4,3.096607807669383,0.10396505602843309,2.7088737896172166E-2,2.1005798253455055E-3,7.0267600687845544E-5,4.4887156348316637E-5,48.354238006117228,1.0550059342464753,1.0549990031386729,1.06687605534815,0.18218608969284666,0.18218608969284666,0.18218608969284666,0.18218608969284666,null,null,27.357652480006916,null,null,6.3325608342989562E-6,0,0,20.996585526110312]
[1094,1.2676709154113555,6.3383545770567782,{"$f":"IF('Calculation Sheet'!$D$59=\"YES\",(Vcc_max-C1121)*ILIM_FINAL_TOL,(Vcc_max-C1121)*($AE$13+IF(C1121>=$AE$8,$AE$7,0)+(IF(C1121>=$AE$6,C1121,0)/$AE$5)+IF(C1121>$AE$10,($AE$9/C1121),0)))","v":2.8308585969877913},2.8554064634508114,3.1344350509716485,0.38865873353326208,4.4003871459885602E-4,8.8536786042565652E-3,8.5712996200859592E-4,3.0937113179354219,0.10402461127922136,2.7104535623843518E-2,2.1018118415541132E-3,7.0308832459620163E-5,4.4913495480525256E-5,48.344922101368049,1.0554585172464308,1.0554515844067902,1.0673315768326428,0.18228850445433187,0.18228850445433187,0.18228850445433187,0.18228850445433187,null,null,27.358872756814051,null,null,6.3383545770567783E-6,0,0,20.986049344553997]
[1095,1.2688296639629197,6.3441483198145994,{"$f":"IF('Calculation Sheet'!$D$59=\"YES\",(Vcc_max-C1122)*ILIM_FINAL_TOL,(Vcc_max-C1122)*($AE$13+IF(C1122>=$AE$8,$AE$7,0)+(IF(C1122>=$AE$6,C1122,0)/$AE$5)+IF(C1122>$AE$10,($AE$9/C1122),0)))","v":2.827961721654634},2.8525095886865501,3.1340191417587651,0.38886554401164686,4.4029648461352267E-4,8.8588550964989743E-3,8.5625374011488731E-4,3.090814823953107,0.10408410203020058,2.7120316957115698E-2,2.1030425968340261E-3,7.0350022079779251E-5,4.4939807686272815E-5,48.33559350542086,1.0559102480140523,1.0559033134495961,1.0677862340313615,0.18239080337062186,0.18239080337062186,0.18239080337062186,0.18239080337062186,null,null,27.360091398822263,null,null,6.3441483198145996E-6,0,0,20.975502106598597]
[1096,1.269988412514484,6.3499420625724206,{"$f":"IF('Calculation Sheet'!$D$59=\"YES\",(Vcc_max-C1123)*ILIM_FINAL_TOL,(Vcc_max-C1123)*($AE$13+IF(C1123>=$AE$8,$AE$7,0)+(IF(C1123>=$AE$6,C1123,0)/$AE$5)+IF(C1123>$AE$10,($AE$9/C1123),0)))","v":2.8250648462543428},2.8496127138551537,3.133599833544896,0.3890720916635706,4.4055399078235524E-4,8.8640262654164914E-3,8.5537751820075059E-4,3.0879183257685132,0.10414352828277629,2.7136081896080633E-2,2.1042720911856883E-3,7.0391169547878718E-5,4.4966092965559312E-5,48.326252232809495,1.0563611267661639,1.0563541904839111,1.0682400271671117,0.18249298644618817,0.18249298644618817,0.18249298644618817,0.18249298644618817,null,null,27.361308406232229,null,null,6.3499420625724209E-6,0,0,20.964943826577265]
[1097,1.2711471610660483,6.3557358053302426,{"$f":"IF('Calculation Sheet'!$D$59=\"YES\",(Vcc_max-C1124)*ILIM_FINAL_TOL,(Vcc_max-C1124)*($AE$13+IF(C1124>=$AE$8,$AE$7,0)+(IF(C1124>=$AE$6,C1124,0)/$AE$5)+IF(C1124>$AE$10,($AE$9/C1124),0)))","v":2.8221679707869156},2.8467158389566225,3.1331771309866872,0.38927837651128394,4.4081123310535375E-4,8.8691921110188865E-3,8.5450129626618576E-4,3.085021823427208,0.10420289003835448,2.7151830440830249E-2,2.1055003246095438E-3,7.0432274864362654E-5,4.4992351318384749E-5,48.316898298047114,1.0568111537195344,1.0568042157265005,1.0686929564626411,0.18259505368550277,0.18259505368550277,0.18259505368550277,0.18259505368550277,null,null,27.362523779244565,null,null,6.3557358053302422E-6,0,0,20.954374518802549]
[1098,1.2723059096176128,6.3615295480880647,{"$f":"IF('Calculation Sheet'!$D$59=\"YES\",(Vcc_max-C1125)*ILIM_FINAL_TOL,(Vcc_max-C1125)*($AE$13+IF(C1125>=$AE$8,$AE$7,0)+(IF(C1125>=$AE$6,C1125,0)/$AE$5)+IF(C1125>$AE$10,($AE$9/C1125),0)))","v":2.8192710952523536},2.8438189639909557,3.1327510387344035,0.38948439857703665,4.4106821158251819E-4,8.8743526333159295E-3,8.5362507431119283E-4,3.0821253169742553,0.10426218729834025,2.7167562591456473E-2,2.1067272971060369E-3,7.0473338029231058E-5,4.5018582744749125E-5,48.30753171562629,1.0572603290908771,1.0572533893940748,1.0691450221406402,0.18269700509303721,0.18269700509303721,0.18269700509303721,0.18269700509303721,null,null,27.363737518059853,null,null,6.3615295480880644E-6,0,0,20.943794197566437]
[1099,1.2734646581691771,6.3673232908458859,{"$f":"IF('Calculation Sheet'!$D$59=\"YES\",(Vcc_max-C1126)*ILIM_FINAL_TOL,(Vcc_max-C1126)*($AE$13+IF(C1126>=$AE$8,$AE$7,0)+(IF(C1126>=$AE$6,C1126,0)/$AE$5)+IF(C1126>$AE$10,($AE$9/C1126),0)))","v":2.8163742196506569},2.8409220889581546,3.1323215614319402,0.38969015788307537,4.4132492621429265E-4,8.8795078323169463E-3,8.5274885233621589E-4,3.0792288064542244,0.10432142006413958,2.7183278348051232E-2,2.1079530086760556E-3,7.0514359042039843E-5,4.504478724465244E-5,48.298152500019029,1.0577086530968507,1.0577017117032885,1.069596224423742,0.18279884067326257,0.18279884067326257,0.18279884067326257,0.18279884067326257,null,null,27.364949622878623,null,null,6.3673232908458856E-6,0,0,20.933202877140406]
[1100,1.2746234067207414,6.373117033603708,{"$f":"IF('Calculation Sheet'!$D$59=\"YES\",(Vcc_max-C1127)*ILIM_FINAL_TOL,(Vcc_max-C1127)*($AE$13+IF(C1127>=$AE$8,$AE$7,0)+(IF(C1127>=$AE$6,C1127,0)/$AE$5)+IF(C1127>$AE$10,($AE$9/C1127),0)))","v":2.813477343981825},2.8380252138582187,3.1318887037168297,0.38989565445164542,4.4158137700023303E-4,8.8846577080317068E-3,8.5187263034081084E-4,3.0763322919111924,0.10438058833715802,2.7198977710706451E-2,2.1091774593196E-3,7.0555337903233095E-5,4.5070964818094694E-5,48.288760665676769,1.0581561259540586,1.0581491828707417,1.0700465635345222,0.18290056043065039,0.18290056043065039,0.18290056043065039,0.18290056043065039,null,null,27.366160093901382,null,null,6.3731170336037078E-6,0,0,20.922600571775387]
[1101,1.2757821552723057,6.3789107763615291,{"$f":"IF('Calculation Sheet'!$D$59=\"YES\",(Vcc_max-C1128)*ILIM_FINAL_TOL,(Vcc_max-C1128)*($AE$13+IF(C1128>=$AE$8,$AE$7,0)+(IF(C1128>=$AE$6,C1128,0)/$AE$5)+IF(C1128>$AE$10,($AE$9/C1128),0)))","v":2.8105804682458588},2.8351283386911477,3.1314524702202506,0.39010088830499079,4.4183756394033935E-4,8.8898022604699811E-3,8.5099640832497769E-4,3.0734357733887503,0.10443969211880111,2.7214660679513614E-2,2.1104006490375582E-3,7.0596274612366727E-5,4.5097115465075888E-5,48.279356227030426,1.058602747879049,1.0585958031129792,1.070496039695499,0.18300216436967132,0.18300216436967132,0.18300216436967132,0.18300216436967132,null,null,27.367368931328564,null,null,6.3789107763615291E-6,0,0,20.911987295701863]
[1102,1.2769409038238699,6.3847045191193503,{"$f":"IF('Calculation Sheet'!$D$59=\"YES\",(Vcc_max-C1129)*ILIM_FINAL_TOL,(Vcc_max-C1129)*($AE$13+IF(C1129>=$AE$8,$AE$7,0)+(IF(C1129>=$AE$6,C1129,0)/$AE$5)+IF(C1129>$AE$10,($AE$9/C1129),0)))","v":2.8076835924427574},2.8322314634569419,3.1310128655670368,0.39030585946535279,4.4209348703505569E-4,8.8949414896415391E-3,8.5012018628916053E-4,3.0705392509300093,0.10449873141047439,2.723032725456509E-2,2.1116225778303743E-3,7.0637169169884828E-5,4.512323918559602E-5,48.26993919849054,1.059048519088315,1.0590415726464906,1.0709446531291336,0.18310365249479643,0.18310365249479643,0.18310365249479643,0.18310365249479643,null,null,27.368576135360591,null,null,6.3847045191193504E-6,0,0,20.901363063129949]
[1103,1.2780996523754342,6.3904982618771715,{"$f":"IF('Calculation Sheet'!$D$59=\"YES\",(Vcc_max-C1130)*ILIM_FINAL_TOL,(Vcc_max-C1130)*($AE$13+IF(C1130>=$AE$8,$AE$7,0)+(IF(C1130>=$AE$6,C1130,0)/$AE$5)+IF(C1130>$AE$10,($AE$9/C1130),0)))","v":2.8047867165725218},2.8293345881556009,3.1305698943756859,0.39051056795497097,4.4234914628393796E-4,8.9000753955557066E-3,8.4924396423291526E-4,3.0676427245776061,0.1045577062135834,2.7245977435952362E-2,2.1128432456984925E-3,7.0678021575343308E-5,4.5149335979211003E-5,48.260509594447157,1.0594934397982947,1.0594864916877105,1.0713924040578291,0.18320502481049594,0.18320502481049594,0.18320502481049594,0.18320502481049594,null,null,27.369781706197816,null,null,6.3904982618771716E-6,0,0,20.890727888249341]
[1104,1.2792584009269985,6.3962920046349936,{"$f":"IF('Calculation Sheet'!$D$59=\"YES\",(Vcc_max-C1131)*ILIM_FINAL_TOL,(Vcc_max-C1131)*($AE$13+IF(C1131>=$AE$8,$AE$7,0)+(IF(C1131>=$AE$6,C1131,0)/$AE$5)+IF(C1131>$AE$10,($AE$9/C1131),0)))","v":2.80188984063515},2.8264377127871252,3.1301235612583684,0.39071501379608309,4.4260454168698615E-4,8.9052039782222536E-3,8.4836774215624189E-4,3.0647461943737064,0.10461661652953369,2.7261611223767801E-2,2.1140626526428008E-3,7.0718831829186257E-5,4.5175405846364924E-5,48.251067429269938,1.059937510225371,1.0599305604530185,1.071839292703932,0.18330628132124049,0.18330628132124049,0.18330628132124049,0.18330628132124049,null,null,27.370985644040573,null,null,6.3962920046349938E-6,0,0,20.880081785229365]
[1105,1.280417149478563,6.4020857473928157,{"$f":"IF('Calculation Sheet'!$D$59=\"YES\",(Vcc_max-C1132)*ILIM_FINAL_TOL,(Vcc_max-C1132)*($AE$13+IF(C1132>=$AE$8,$AE$7,0)+(IF(C1132>=$AE$6,C1132,0)/$AE$5)+IF(C1132>$AE$10,($AE$9/C1132),0)))","v":2.798992964630644},2.8235408373515138,3.1296738708209357,0.39091919701092559,4.4285967324464437E-4,8.910327237650506E-3,8.4749152005914041E-4,3.0618496603600116,0.1046754623597308,2.7277228618102889E-2,2.1152807986632993E-3,7.0759599930969586E-5,4.5201448787057785E-5,48.241612717308207,1.0603807305858719,1.0603737791587393,1.072285319289731,0.18340742203150029,0.18340742203150029,0.18340742203150029,0.18340742203150029,null,null,27.372187949089131,null,null,6.4020857473928159E-6,0,0,20.869424768219076]
[1106,1.2815758980301273,6.4078794901506368,{"$f":"IF('Calculation Sheet'!$D$59=\"YES\",(Vcc_max-C1133)*ILIM_FINAL_TOL,(Vcc_max-C1133)*($AE$13+IF(C1133>=$AE$8,$AE$7,0)+(IF(C1133>=$AE$6,C1133,0)/$AE$5)+IF(C1133>$AE$10,($AE$9/C1133),0)))","v":2.7960960885590032},2.8206439618487682,3.1292208276629294,0.3911231176217318,4.4311454095646852E-4,8.9154451738506779E-3,8.4661529794205492E-4,3.0589531225777646,0.10473424370557982,2.7292829619049552E-2,2.1164976837608762E-3,7.0800325881137383E-5,4.5227464801289585E-5,48.232145472890991,1.0608231010960703,1.060816148021142,1.0727304840374581,0.18350844694574553,0.18350844694574553,0.18350844694574553,0.18350844694574553,null,null,27.373388621543736,null,null,6.4078794901506372E-6,0,0,20.858756851347255]
[1107,1.2827346465816916,6.4136732329084589,{"$f":"IF('Calculation Sheet'!$D$59=\"YES\",(Vcc_max-C1134)*ILIM_FINAL_TOL,(Vcc_max-C1134)*($AE$13+IF(C1134>=$AE$8,$AE$7,0)+(IF(C1134>=$AE$6,C1134,0)/$AE$5)+IF(C1134>$AE$10,($AE$9/C1134),0)))","v":2.7931992124202272},2.8177470862788878,3.1287644363775895,0.39132677565073459,4.4336914482290268E-4,8.9205577868320951E-3,8.4573907580454133E-4,3.0560565810677525,0.1047929605684863,2.7308414226700162E-2,2.1177133079359756E-3,7.0841009679245559E-5,4.5253453889060324E-5,48.222665710327007,1.061264621972184,1.0612576672564411,1.0731747871692872,0.18360935606844642,0.18360935606844642,0.18360935606844642,0.18360935606844642,null,null,27.374587661604586,null,null,6.4136732329084593E-6,0,0,20.848078048722421]
[1108,1.2838933951332558,6.4194669756662801,{"$f":"IF('Calculation Sheet'!$D$59=\"YES\",(Vcc_max-C1135)*ILIM_FINAL_TOL,(Vcc_max-C1135)*($AE$13+IF(C1135>=$AE$8,$AE$7,0)+(IF(C1135>=$AE$6,C1135,0)/$AE$5)+IF(C1135>$AE$10,($AE$9/C1135),0)))","v":2.7903023362143164},2.8148502106418727,3.1283047015518624,0.39153017112016375,4.4362348484350278E-4,8.9256650766040835E-3,8.4486285364659963E-4,3.0531600358703135,0.10485161294985534,2.73239824411462E-2,2.1189276711890415E-3,7.0881651325738204E-5,4.5279416050370003E-5,48.213173443904758,1.0617052934303757,1.061698337080796,1.0736182289073353,0.18371014940407226,0.18371014940407226,0.18371014940407226,0.18371014940407226,null,null,27.375785069471814,null,null,6.4194669756662798E-6,0,0,20.837388374432944]
[1109,1.2850521436848201,6.4252607184241013,{"$f":"IF('Calculation Sheet'!$D$59=\"YES\",(Vcc_max-C1136)*ILIM_FINAL_TOL,(Vcc_max-C1136)*($AE$13+IF(C1136>=$AE$8,$AE$7,0)+(IF(C1136>=$AE$6,C1136,0)/$AE$5)+IF(C1136>$AE$10,($AE$9/C1136),0)))","v":2.787405459941271},2.8119533349377224,3.1278416277664109,0.39173330405224771,4.438775610187129E-4,8.9307670431768571E-3,8.4398663146822983E-4,3.0502634870253411,0.10491020085109248,2.7339534262479592E-2,2.120140773520518E-3,7.0922250820171229E-5,4.530535128521862E-5,48.203668687892524,1.0621451156867534,1.0621381577103113,1.0740608094736623,0.18381082695709283,0.18381082695709283,0.18381082695709283,0.18381082695709283,null,null,27.376980845345557,null,null,6.4252607184241011E-6,0,0,20.826687842546967]
[1110,1.2862108922363844,6.4310544611819234,{"$f":"IF('Calculation Sheet'!$D$59=\"YES\",(Vcc_max-C1137)*ILIM_FINAL_TOL,(Vcc_max-C1137)*($AE$13+IF(C1137>=$AE$8,$AE$7,0)+(IF(C1137>=$AE$6,C1137,0)/$AE$5)+IF(C1137>$AE$10,($AE$9/C1137),0)))","v":2.7845085836010899},2.8090564591664373,3.1273752195956219,0.39193617446921314,4.4413137334853303E-4,8.9358636865597418E-3,8.4311040926987602E-4,3.0473669345722896,0.10496872427360282,2.7355069690792266E-2,2.1213526149308493E-3,7.0962808162988722E-5,4.5331259593606177E-5,48.194151456538464,1.0625840889573701,1.0625771293610362,1.0745025290902708,0.18391138873197788,0.18391138873197788,0.18391138873197788,0.18391138873197788,null,null,27.378174989425865,null,null,6.4310544611819232E-6,0,0,20.815976467112598]
[1111,1.2873696407879487,6.4368482039397446,{"$f":"IF('Calculation Sheet'!$D$59=\"YES\",(Vcc_max-C1138)*ILIM_FINAL_TOL,(Vcc_max-C1138)*($AE$13+IF(C1138>=$AE$8,$AE$7,0)+(IF(C1138>=$AE$6,C1138,0)/$AE$5)+IF(C1138>$AE$10,($AE$9/C1138),0)))","v":2.781611707193774},2.8061595833280171,3.1269054816076158,0.39213878239328492,4.443849218325191E-4,8.9409550067625077E-3,8.422341870510941E-4,3.0444703785501779,0.1050271832187919,2.7370588726176148E-2,2.1225631954209234E-3,7.1003323353746595E-5,4.5357140975532673E-5,48.184621764070513,1.0630222134582235,1.0630152522489651,1.0749433879791057,0.18401183473319627,0.18401183473319627,0.18401183473319627,0.18401183473319627,null,null,27.37936750191276,null,null,6.4368482039397445E-6,0,0,20.805254262157753]
[1112,1.288528389339513,6.4426419466975657,{"$f":"IF('Calculation Sheet'!$D$59=\"YES\",(Vcc_max-C1139)*ILIM_FINAL_TOL,(Vcc_max-C1139)*($AE$13+IF(C1139>=$AE$8,$AE$7,0)+(IF(C1139>=$AE$6,C1139,0)/$AE$5)+IF(C1139>$AE$10,($AE$9/C1139),0)))","v":2.7787148307193243},2.8032627074224621,3.1264324183642538,0.39234112784668529,4.4463820647111518E-4,8.9460410037944804E-3,8.4135796481188407E-4,3.0415738189975956,0.10508557768806481,2.7386091368723164E-2,2.1237725149907405E-3,7.1043796392888936E-5,4.5382995430998108E-5,48.175079624696629,1.0634594894052565,1.0634525265900376,1.0753833863620554,0.18411216496521732,0.18411216496521732,0.18411216496521732,0.18411216496521732,null,null,27.380558383006228,null,null,6.4426419466975658E-6,0,0,20.794521241690401]
[1113,1.2896871378910775,6.4484356894553887,{"$f":"IF('Calculation Sheet'!$D$59=\"YES\",(Vcc_max-C1140)*ILIM_FINAL_TOL,(Vcc_max-C1140)*($AE$13+IF(C1140>=$AE$8,$AE$7,0)+(IF(C1140>=$AE$6,C1140,0)/$AE$5)+IF(C1140>$AE$10,($AE$9/C1140),0)))","v":2.7758179541777377},2.8003658314497719,3.1259560344211472,0.39254321085163557,4.4489122726432129E-4,8.9511216776658742E-3,8.4048174255269004E-4,3.038677255952706,0.10514390768282666,2.7401577618525241E-2,2.1249805736411886E-3,7.1084227279971657E-5,4.5408822960002482E-5,48.165525052604607,1.0638959170143572,1.0638889526001385,1.0758225244609505,0.18421237943250945,0.18421237943250945,0.18421237943250945,0.18421237943250945,null,null,27.381747632906215,null,null,6.4484356894553888E-6,0,0,20.783777419698392]
[1114,1.2908458864426418,6.4542294322132099,{"$f":"IF('Calculation Sheet'!$D$59=\"YES\",(Vcc_max-C1141)*ILIM_FINAL_TOL,(Vcc_max-C1141)*($AE$13+IF(C1141>=$AE$8,$AE$7,0)+(IF(C1141>=$AE$6,C1141,0)/$AE$5)+IF(C1141>$AE$10,($AE$9/C1141),0)))","v":2.7729210775690181},2.797468955409947,3.1254763343276668,0.39274503143035444,4.4514398421213741E-4,8.9561970283860148E-3,8.3960552027262381E-4,3.035780689453254,0.10520217320448255,2.7417047475673861E-2,2.126187371372712E-3,7.1124616015438846E-5,4.5434623562545795E-5,48.155958061962281,1.0643314965013586,1.0643245304950968,1.0762608024975648,0.18431247813954199,0.18431247813954199,0.18431247813954199,0.18431247813954199,null,null,27.382935251812611,null,null,6.4542294322132101E-6,0,0,20.773022810149669]
[1115,1.292004634994206,6.4600231749710311,{"$f":"IF('Calculation Sheet'!$D$59=\"YES\",(Vcc_max-C1142)*ILIM_FINAL_TOL,(Vcc_max-C1142)*($AE$13+IF(C1142>=$AE$8,$AE$7,0)+(IF(C1142>=$AE$6,C1142,0)/$AE$5)+IF(C1142>$AE$10,($AE$9/C1142),0)))","v":2.7700242008931628},2.7945720793029873,3.12499332262695,0.39294658960505924,4.4539647731411947E-4,8.9612670559642282E-3,8.3872929797301765E-4,3.0328841195365666,0.10526037425443802,2.7432500940261395E-2,2.1273929081861986E-3,7.1164962598846415E-5,4.5460397238628047E-5,48.146378666917478,1.0647662280820389,1.0647592604906877,1.0766982206936146,0.18441246109078291,0.18441246109078291,0.18441246109078291,0.18441246109078291,null,null,27.384121239925264,null,null,6.4600231749710313E-6,0,0,20.762257426992214]
[1116,1.2931633835457703,6.4658169177288523,{"$f":"IF('Calculation Sheet'!$D$59=\"YES\",(Vcc_max-C1143)*ILIM_FINAL_TOL,(Vcc_max-C1143)*($AE$13+IF(C1143>=$AE$8,$AE$7,0)+(IF(C1143>=$AE$6,C1143,0)/$AE$5)+IF(C1143>$AE$10,($AE$9/C1143),0)))","v":2.7671273241501733},2.7916752031288929,3.1245070038559097,0.39314788539796464,4.4564870657071154E-4,8.9663317604107284E-3,8.378530756525393E-4,3.02998754623956,0.10531851083409771,2.7447938012379769E-2,2.1285971840816487E-3,7.1205267030638453E-5,4.5486143988249239E-5,48.136786881598105,1.0652001119721213,1.0651931428026307,1.0771347792707595,0.18451232829070108,0.18451232829070108,0.18451232829070108,0.18451232829070108,null,null,27.385305597443995,null,null,6.4658169177288526E-6,0,0,20.75148128415411]
[1117,1.2943221320973346,6.4716106604866743,{"$f":"IF('Calculation Sheet'!$D$59=\"YES\",(Vcc_max-C1144)*ILIM_FINAL_TOL,(Vcc_max-C1144)*($AE$13+IF(C1144>=$AE$8,$AE$7,0)+(IF(C1144>=$AE$6,C1144,0)/$AE$5)+IF(C1144>$AE$10,($AE$9/C1144),0)))","v":2.7642304473400476},2.7887783268876634,3.1240173825452437,0.39334891883128442,4.4590067198191363E-4,8.9713911417348413E-3,8.3697685331163285E-4,3.0270909695987438,0.10537658294486674,2.7463358692120465E-2,2.1298001990595061E-3,7.124552931037087E-5,4.5511863810965281E-5,48.127182720112074,1.0656331483872741,1.0656261776465907,1.0775704784506013,0.18461207974376448,0.18461207974376448,0.18461207974376448,0.18461207974376448,null,null,27.386488324568571,null,null,6.4716106604866739E-6,0,0,20.740694395543503]
[1118,1.2954808806488989,6.4774044032444955,{"$f":"IF('Calculation Sheet'!$D$59=\"YES\",(Vcc_max-C1145)*ILIM_FINAL_TOL,(Vcc_max-C1145)*($AE$13+IF(C1145>=$AE$8,$AE$7,0)+(IF(C1145>=$AE$6,C1145,0)/$AE$5)+IF(C1145>$AE$10,($AE$9/C1145),0)))","v":2.7613335704627882},2.785881450579299,3.1235244632194425,0.39354968992723016,4.4615237354772574E-4,8.9764451999463368E-3,8.3610063095074239E-4,3.0241943896502255,0.10543459058815063,2.7478762979575411E-2,2.1310019531206592E-3,7.1285749438487755E-5,4.5537556707220261E-5,48.117566196547514,1.0660653375431108,1.0660583652381781,1.0780053184546852,0.18471171545444109,0.18471171545444109,0.18471171545444109,0.18471171545444109,null,null,27.387669421498718,null,null,6.4774044032444952E-6,0,0,20.729896775048797]
[1119,1.2966396292004632,6.4831981460023167,{"$f":"IF('Calculation Sheet'!$D$59=\"YES\",(Vcc_max-C1146)*ILIM_FINAL_TOL,(Vcc_max-C1146)*($AE$13+IF(C1146>=$AE$8,$AE$7,0)+(IF(C1146>=$AE$6,C1146,0)/$AE$5)+IF(C1146>$AE$10,($AE$9/C1146),0)))","v":2.7584366935183935},2.7829845742037995,3.1230282503967972,0.3937501987080112,4.4640381126814788E-4,8.9814939350545409E-3,8.352244085698679E-4,3.0212978064297138,0.10549253376535361,2.7494150874836976E-2,2.132202446265552E-3,7.1325927414545021E-5,4.5563222677014181E-5,48.107937324972625,1.06649667965519,1.0664897057929479,1.0784392995044991,0.18481123542719891,0.18481123542719891,0.18481123542719891,0.18481123542719891,null,null,27.388848888434119,null,null,6.4831981460023165E-6,0,0,20.719088436538506]
[1120,1.2977983777520274,6.4889918887601379,{"$f":"IF('Calculation Sheet'!$D$59=\"YES\",(Vcc_max-C1147)*ILIM_FINAL_TOL,(Vcc_max-C1147)*($AE$13+IF(C1147>=$AE$8,$AE$7,0)+(IF(C1147>=$AE$6,C1147,0)/$AE$5)+IF(C1147>$AE$10,($AE$9/C1147),0)))","v":2.7555398165068636},2.7800876977611653,3.12252874858941,0.39395044519583555,4.4665498514318003E-4,8.9865373470696674E-3,8.3434818616812123E-4,3.0184012199725245,0.10555041247788122,2.7509522377996642E-2,2.1334016784946286E-3,7.1366063238986754E-5,4.558886172034704E-5,48.098296119435865,1.0669271749390155,1.0669201995264004,1.078872421821474,0.18491063966650545,0.18491063966650545,0.18491063966650545,0.18491063966650545,null,null,27.390026725574405,null,null,6.4889918887601378E-6,0,0,20.70826939386146]
[1121,1.2989571263035919,6.4947856315179608,{"$f":"IF('Calculation Sheet'!$D$59=\"YES\",(Vcc_max-C1148)*ILIM_FINAL_TOL,(Vcc_max-C1148)*($AE$13+IF(C1148>=$AE$8,$AE$7,0)+(IF(C1148>=$AE$6,C1148,0)/$AE$5)+IF(C1148>$AE$10,($AE$9/C1148),0)))","v":2.7526429394281986},2.7771908212513954,3.1220259623031996,0.39415042941290901,4.469058951728222E-4,8.9915754360010425E-3,8.3347196374639054E-4,3.015504630313584,0.10560822672713854,2.7524877489146338E-2,2.1345996498083331E-3,7.1406156911368868E-5,4.5614473837218839E-5,48.088642593965858,1.0673568236100361,1.0673498466539812,1.0793046856269835,0.18500992817682826,0.18500992817682826,0.18500992817682826,0.18500992817682826,null,null,27.391202933119185,null,null,6.4947856315179608E-6,0,0,20.697439660846673]
[1122,1.3001158748551562,6.500579374275782,{"$f":"IF('Calculation Sheet'!$D$59=\"YES\",(Vcc_max-C1149)*ILIM_FINAL_TOL,(Vcc_max-C1149)*($AE$13+IF(C1149>=$AE$8,$AE$7,0)+(IF(C1149>=$AE$6,C1149,0)/$AE$5)+IF(C1149>$AE$10,($AE$9/C1149),0)))","v":2.7497460622823988},2.7742939446744912,3.1215198960379134,0.39435015138143514,4.4715654135707439E-4,8.9966082018579918E-3,8.3259574130423175E-4,3.0126080374874351,0.10566597651453025,2.7540216208377988E-2,2.1357963602075536E-3,7.144620843213545E-5,4.5640059027629576E-5,48.078976762571536,1.0677856258836462,1.0677786473910806,1.0797360911423439,0.18510910096263489,0.18510910096263489,0.18510910096263489,0.18510910096263489,null,null,27.392377511268023,null,null,6.5005793742757821E-6,0,0,20.686599251303512]
[1123,1.3012746234067205,6.5063731170336032,{"$f":"IF('Calculation Sheet'!$D$59=\"YES\",(Vcc_max-C1150)*ILIM_FINAL_TOL,(Vcc_max-C1150)*($AE$13+IF(C1150>=$AE$8,$AE$7,0)+(IF(C1150>=$AE$6,C1150,0)/$AE$5)+IF(C1150>$AE$10,($AE$9/C1150),0)))","v":2.7468491850694647},2.7713970680304523,3.1210105542871327,0.3945496111236162,4.4740692369638069E-4,9.0016356446507295E-3,8.3171951884164486E-4,3.0097114415282382,0.10572366184146098,2.7555538535783519E-2,2.1369918096922902E-3,7.1486217800842411E-5,4.5665617291579252E-5,48.069298639242106,1.0682135819751848,1.068206601953035,1.0801666385888153,0.18520815802839241,0.18520815802839241,0.18520815802839241,0.18520815802839241,null,null,27.393550460220418,null,null,6.5063731170336034E-6,0,0,20.675748179021689]
[1124,1.3024333719582848,6.5121668597914253,{"$f":"IF('Calculation Sheet'!$D$59=\"YES\",(Vcc_max-C1151)*ILIM_FINAL_TOL,(Vcc_max-C1151)*($AE$13+IF(C1151>=$AE$8,$AE$7,0)+(IF(C1151>=$AE$6,C1151,0)/$AE$5)+IF(C1151>$AE$10,($AE$9/C1151),0)))","v":2.743952307789395},2.7685001913192786,3.1204979415382832,0.39474880866165218,4.4765704219029701E-4,9.0066577643885815E-3,8.3084329635907395E-4,3.0068148424697783,0.10578128270933584,2.7570844471454858E-2,2.138185998263431E-3,7.1526185017933841E-5,4.5691148629067868E-5,48.059608237947096,1.0686406920999365,1.0686337105551251,1.0805963281876001,0.18530709937856793,0.18530709937856793,0.18530709937856793,0.18530709937856793,null,null,27.39472178017585,null,null,6.5121668597914255E-6,0,0,20.664886457771246]
[1125,1.3035921205098491,6.5179606025492465,{"$f":"IF('Calculation Sheet'!$D$59=\"YES\",(Vcc_max-C1152)*ILIM_FINAL_TOL,(Vcc_max-C1152)*($AE$13+IF(C1152>=$AE$8,$AE$7,0)+(IF(C1152>=$AE$6,C1152,0)/$AE$5)+IF(C1152>$AE$10,($AE$9/C1152),0)))","v":2.741055430442191},2.7656033145409697,3.119982062272642,0.39494774401774135,4.4790689683882334E-4,9.0116745610813176E-3,8.2996707385563084E-4,3.0039182403454676,0.10583883911955949,2.7586134015483932E-2,2.1393789259214202E-3,7.156611008296565E-5,4.5716653040095423E-5,48.049905572636355,1.0690669564731312,1.0690599734125774,1.0810251601598437,0.18540592501762809,0.18540592501762809,0.18540592501762809,0.18540592501762809,null,null,27.395891471333744,null,null,6.5179606025492468E-6,0,0,20.654014101302611]
[1126,1.3047508690614134,6.5237543453070677,{"$f":"IF('Calculation Sheet'!$D$59=\"YES\",(Vcc_max-C1153)*ILIM_FINAL_TOL,(Vcc_max-C1153)*($AE$13+IF(C1153>=$AE$8,$AE$7,0)+(IF(C1153>=$AE$6,C1153,0)/$AE$5)+IF(C1153>$AE$10,($AE$9/C1153),0)))","v":2.7381585530278518},2.7627064376955262,3.1194629209653471,0.39514641721408061,4.481564876419597E-4,9.0166860347382638E-3,8.2909085133220373E-4,3.0010216351883505,0.10589633107353702,2.7601407167962222E-2,2.1405705926667018E-3,7.1605992996381929E-5,4.5742130524661917E-5,48.040190657240217,1.0694923753099437,1.0694853907405635,1.0814531347266347,0.18550463495003955,0.18550463495003955,0.18550463495003955,0.18550463495003955,null,null,27.39705953389349,null,null,6.5237543453070681E-6,0,0,20.643131123346727]
[1127,1.3059096176129776,6.5295480880648897,{"$f":"IF('Calculation Sheet'!$D$59=\"YES\",(Vcc_max-C1154)*ILIM_FINAL_TOL,(Vcc_max-C1154)*($AE$13+IF(C1154>=$AE$8,$AE$7,0)+(IF(C1154>=$AE$6,C1154,0)/$AE$5)+IF(C1154>$AE$10,($AE$9/C1154),0)))","v":2.7352616755463779},2.7598095607829474,3.1189405220854054,0.39534482827286421,4.4840581460015017E-4,9.02169218536919E-3,8.282146287887926E-4,2.9981250270311066,0.10595375857267308,2.7616663928982099E-2,2.1417609984997199E-3,7.1645833758182675E-5,4.576758108276735E-5,48.030463505669438,1.0699169488254943,1.0699099627542001,1.0818802521090045,0.18560322918026895,0.18560322918026895,0.18560322918026895,0.18560322918026895,null,null,27.398225968054433,null,null,6.5295480880648894E-6,0,0,20.632237537615005]
[1128,1.3070683661645421,6.5353418308227118,{"$f":"IF('Calculation Sheet'!$D$59=\"YES\",(Vcc_max-C1155)*ILIM_FINAL_TOL,(Vcc_max-C1155)*($AE$13+IF(C1155>=$AE$8,$AE$7,0)+(IF(C1155>=$AE$6,C1155,0)/$AE$5)+IF(C1155>$AE$10,($AE$9/C1155),0)))","v":2.7323647979977683},2.7569126838032334,3.1184148700957008,0.39554297721628506,4.4865487771295065E-4,9.0266930129838663E-3,8.2733840622495336E-4,2.9952284159060558,0.10601112161837234,2.7631904298635046E-2,2.1429501434213627E-3,7.1685632367923802E-5,4.5793004713967633E-5,48.020724131815115,1.0703406772348485,1.0703336896685496,1.0823065125279276,0.18570170771278249,0.18570170771278249,0.18570170771278249,0.18570170771278249,null,null,27.39939077401587,null,null,6.5353418308227115E-6,0,0,0]
[1129,1.3082271147161064,6.541135573580533,{"$f":"IF('Calculation Sheet'!$D$59=\"YES\",(Vcc_max-C1156)*ILIM_FINAL_TOL,(Vcc_max-C1156)*($AE$13+IF(C1156>=$AE$8,$AE$7,0)+(IF(C1156>=$AE$6,C1156,0)/$AE$5)+IF(C1156>$AE$10,($AE$9/C1156),0)))","v":2.7294679203820249},2.7540158067563851,3.1178859694530034,0.39574086406653342,4.4890367698036115E-4,9.0316885175920625E-3,8.2646218364024193E-4,2.9923318018451628,0.10606842021203944,2.7647128277013433E-2,2.1441380274316302E-3,7.1725388826049397E-5,4.5818401418706856E-5,48.010972549549024,1.070763560753017,1.0707565716986187,1.0827319162043219,0.18580007055204639,0.18580007055204639,0.18580007055204639,0.18580007055204639,null,null,27.400553951977059,null,null,6.5411355735805328E-6,0,0,0]
[1130,1.3093858632676707,6.5469293163383551,{"$f":"IF('Calculation Sheet'!$D$59=\"YES\",(Vcc_max-C1157)*ILIM_FINAL_TOL,(Vcc_max-C1157)*($AE$13+IF(C1157>=$AE$8,$AE$7,0)+(IF(C1157>=$AE$6,C1157,0)/$AE$5)+IF(C1157>$AE$10,($AE$9/C1157),0)))","v":2.7265710426991454},2.7511189296424017,3.1173538246079775,0.39593848884579819,4.4915221240282577E-4,9.0366786992031045E-3,8.2558596103599058E-4,2.9894351848800387,0.10612565435507904,2.7662335864208742E-2,2.1453246505314105E-3,7.1765103132115371E-5,4.5843771196985017E-5,48.001208772723338,1.071185599594956,1.0711786090593605,1.0831564633590476,0.18589831770252685,0.18589831770252685,0.18589831770252685,0.18589831770252685,null,null,27.401715502137225,null,null,6.5469293163383549E-6,0,0,0]
[1131,1.310544611819235,6.5527230590961763,{"$f":"IF('Calculation Sheet'!$D$59=\"YES\",(Vcc_max-C1158)*ILIM_FINAL_TOL,(Vcc_max-C1158)*($AE$13+IF(C1158>=$AE$8,$AE$7,0)+(IF(C1158>=$AE$6,C1158,0)/$AE$5)+IF(C1158>$AE$10,($AE$9/C1158),0)))","v":2.7236741649491316},2.7482220524612835,3.116818440005189,0.39613585157626652,4.494004839799004E-4,9.0416635578267623E-3,8.2470973841086703E-4,2.9865385650419469,0.10618282404889579,2.7677527060312901E-2,2.1465100127211478E-3,7.1804775286565814E-5,4.5869114048802118E-5,47.991432815170832,1.0716067939755667,1.0715998019656727,1.0835801542129087,0.18599644916868918,0.18599644916868918,0.18599644916868918,0.18599644916868918,null,null,27.402875424695534,null,null,6.5527230590961762E-6,0,0,0]
[1132,1.3117033603707993,6.5585168018539974,{"$f":"IF('Calculation Sheet'!$D$59=\"YES\",(Vcc_max-C1159)*ILIM_FINAL_TOL,(Vcc_max-C1159)*($AE$13+IF(C1159>=$AE$8,$AE$7,0)+(IF(C1159>=$AE$6,C1159,0)/$AE$5)+IF(C1159>$AE$10,($AE$9/C1159),0)))","v":2.7207772871319835},2.7453251752130301,3.1162798200831157,0.39633295228012377,4.4964849171202914E-4,9.0466430934728059E-3,8.2383351576575947E-4,2.9836419423618059,0.10623992929489434,2.7692701865417835E-2,2.1476941140012862E-3,7.1844405288956636E-5,4.5894429974158157E-5,47.981644690704911,1.072027144109696,1.072020150632399,1.0840029889866516,0.18609446495499915,0.18609446495499915,0.18609446495499915,0.18609446495499915,null,null,27.404033719851117,null,null,6.5585168018539975E-6,0,0,0]
[1133,1.3128621089223635,6.5643105446118186,{"$f":"IF('Calculation Sheet'!$D$59=\"YES\",(Vcc_max-C1160)*ILIM_FINAL_TOL,(Vcc_max-C1160)*($AE$13+IF(C1160>=$AE$8,$AE$7,0)+(IF(C1160>=$AE$6,C1160,0)/$AE$5)+IF(C1160>$AE$10,($AE$9/C1160),0)))","v":2.7178804092476998},2.742428297897642,3.1157379692741531,0.3965297909795531,4.4989623559921199E-4,9.0516173061510052E-3,8.2295729310022381E-4,2.9807453168701938,0.10629697009447936,2.770786027961547E-2,2.1488769543722697E-3,7.1883993139731928E-5,4.5919718973053136E-5,47.971844413119584,1.0724466502121359,1.0724396552743276,1.0844249679009663,0.18619236506592252,0.18619236506592252,0.18619236506592252,0.18619236506592252,null,null,27.405190387803071,null,null,6.5643105446118188E-6,0,0,0]
[1134,1.3140208574739278,6.5701042873696407,{"$f":"IF('Calculation Sheet'!$D$59=\"YES\",(Vcc_max-C1161)*ILIM_FINAL_TOL,(Vcc_max-C1161)*($AE$13+IF(C1161>=$AE$8,$AE$7,0)+(IF(C1161>=$AE$6,C1161,0)/$AE$5)+IF(C1161>$AE$10,($AE$9/C1161),0)))","v":2.7149835312962813},2.7395314205151191,3.1151928920046261,0.39672636769673586,4.5014371564100486E-4,9.0565861958706861E-3,8.2208107041426004E-4,2.9778486885973523,0.10635394644905549,2.7723002302997735E-2,2.1500585338349865E-3,7.1923538838447598E-5,4.5944981045487054E-5,47.962031996189552,1.0728653124976237,1.0728583161061926,1.0848460911764857,0.18629014950592415,0.18629014950592415,0.18629014950592415,0.18629014950592415,null,null,27.406345428750448,null,null,6.5701042873696409E-6,0,0,0]
[1135,1.3151796060254921,6.575898030127461,{"$f":"IF('Calculation Sheet'!$D$59=\"YES\",(Vcc_max-C1162)*ILIM_FINAL_TOL,(Vcc_max-C1162)*($AE$13+IF(C1162>=$AE$8,$AE$7,0)+(IF(C1162>=$AE$6,C1162,0)/$AE$5)+IF(C1162>$AE$10,($AE$9/C1162),0)))","v":2.7120866532777281},2.7366345430654611,3.1146445926947934,0.39692268245385165,4.5039093183785184E-4,9.0615497626416186E-3,8.2120484770831226E-4,2.9749520575731885,0.10641085836002695,2.7738127935656554E-2,2.1512388523894366E-3,7.1963042385547737E-5,4.5970216191459912E-5,47.952207453670169,1.0732831311808422,1.0732761333426735,1.0852663590337859,0.18638781827946937,0.18638781827946937,0.18638781827946937,0.18638781827946937,null,null,27.407498842892242,null,null,6.5758980301274614E-6,0,0,0]
[1136,1.3163383545770566,6.581691772885284,{"$f":"IF('Calculation Sheet'!$D$59=\"YES\",(Vcc_max-C1163)*ILIM_FINAL_TOL,(Vcc_max-C1163)*($AE$13+IF(C1163>=$AE$8,$AE$7,0)+(IF(C1163>=$AE$6,C1163,0)/$AE$5)+IF(C1163>$AE$10,($AE$9/C1163),0)))","v":2.7091897751920397},2.7337376655486678,3.1140930757588592,0.39711873527307828,4.5063788418975292E-4,9.0665080064731285E-3,8.2032862498193637E-4,2.9720554238272801,0.10646770582879839,2.775323717768341E-2,2.1524179100365082E-3,7.2002503780588256E-5,4.5995424410971708E-5,47.942370799297557,1.0737001064764193,1.0736931071983951,1.0856857716933859,0.18648537139102306,0.18648537139102306,0.18648537139102306,0.18648537139102306,null,null,27.408650630427413,null,null,6.5816917728852844E-6,0,0,0]
[1137,1.3174971031286209,6.5874855156431043,{"$f":"IF('Calculation Sheet'!$D$59=\"YES\",(Vcc_max-C1164)*ILIM_FINAL_TOL,(Vcc_max-C1164)*($AE$13+IF(C1164>=$AE$8,$AE$7,0)+(IF(C1164>=$AE$6,C1164,0)/$AE$5)+IF(C1164>$AE$10,($AE$9/C1164),0)))","v":2.7062928970392166},2.7308407879647403,3.1135383456049799,0.39731452617659135,4.5088457269626403E-4,9.0714609273754299E-3,8.1945240223513238E-4,2.9691587873888809,0.10652448885677446,2.7768330029170674E-2,2.1535957067766454E-3,7.2041923023569154E-5,4.6020605704022444E-5,47.932522046788627,1.0741162385989287,1.0741092378879269,1.0861043293757482,0.18658280884505007,0.18658280884505007,0.18658280884505007,0.18658280884505007,null,null,27.40980079155489,null,null,6.5874855156431039E-6,0,0,0]
[1138,1.3186558516801852,6.5932792584009263,{"$f":"IF('Calculation Sheet'!$D$59=\"YES\",(Vcc_max-C1165)*ILIM_FINAL_TOL,(Vcc_max-C1165)*($AE$13+IF(C1165>=$AE$8,$AE$7,0)+(IF(C1165>=$AE$6,C1165,0)/$AE$5)+IF(C1165>$AE$10,($AE$9/C1165),0)))","v":2.7033960188192587},2.7279439103136776,3.112980406635272,0.39751005518656468,4.5113099735782924E-4,9.0764085253578486E-3,8.1857617946790029E-4,2.9662621482869205,0.10658120744535937,2.7783406490209828E-2,2.1547722426102922E-3,7.2081300114934521E-5,4.6045760070612118E-5,47.922661209840996,1.0745315277628893,1.0745245256257849,1.0865220323012783,0.18668013064601485,0.18668013064601485,0.18668013064601485,0.18668013064601485,null,null,27.410949326473542,null,null,6.5932792584009261E-6,0,0,0]
[1139,1.3198146002317495,6.5990730011587475,{"$f":"IF('Calculation Sheet'!$D$59=\"YES\",(Vcc_max-C1166)*ILIM_FINAL_TOL,(Vcc_max-C1166)*($AE$13+IF(C1166>=$AE$8,$AE$7,0)+(IF(C1166>=$AE$6,C1166,0)/$AE$5)+IF(C1166>$AE$10,($AE$9/C1166),0)))","v":2.7004991405321657},2.7250470325954801,3.1124192632458216,0.39770532232517031,4.5137715817444857E-4,9.0813508004297105E-3,8.1769995668068418E-4,2.9633655065500095,0.10663786159595734,2.7798466560893242E-2,2.1559475175378928E-3,7.2120635054240267E-5,4.6070887510296643E-5,47.912788302133222,1.0749459741827654,1.0749389706264298,1.0869388806903248,0.18677733679838182,0.18677733679838182,0.18677733679838182,0.18677733679838182,null,null,27.412096235382215,null,null,6.5990730011587474E-6,0,0,0]
[1140,1.3209733487833137,6.6048667439165687,{"$f":"IF('Calculation Sheet'!$D$59=\"YES\",(Vcc_max-C1167)*ILIM_FINAL_TOL,(Vcc_max-C1167)*($AE$13+IF(C1167>=$AE$8,$AE$7,0)+(IF(C1167>=$AE$6,C1167,0)/$AE$5)+IF(C1167>$AE$10,($AE$9/C1167),0)))","v":2.6976022621779374},2.7221501548101479,3.1118549198266914,0.39790032761457805,4.51623055146122E-4,9.0862877526012298E-3,8.1682373387303997E-4,2.9604688622064446,0.10669445130997302,2.78135102413124E-2,2.1571215315603354E-3,7.2159927841930482E-5,4.6095988023520107E-5,47.902903337324673,1.0753595780729668,1.0753525731042681,1.0873548747631796,0.18687442730661541,0.18687442730661541,0.18687442730661541,0.18687442730661541,null,null,27.413241518479694,null,null,6.6048667439165687E-6,0,0,0]
[1141,1.322132097334878,6.6106604866743908,{"$f":"IF('Calculation Sheet'!$D$59=\"YES\",(Vcc_max-C1168)*ILIM_FINAL_TOL,(Vcc_max-C1168)*($AE$13+IF(C1168>=$AE$8,$AE$7,0)+(IF(C1168>=$AE$6,C1168,0)/$AE$5)+IF(C1168>$AE$10,($AE$9/C1168),0)))","v":2.6947053837565749},2.7192532769576805,3.1112873807619303,0.39809507107695641,4.5186868827284954E-4,9.0912193818817322E-3,8.1594751104496765E-4,2.9575722152842094,0.10675097658881061,2.7828537531559228E-2,2.1582942846776199E-3,7.2199178477561077E-5,4.612106161028251E-5,47.893006329055588,1.0757723396478485,1.0757653332736516,1.0877700147400777,0.1869714021751796,0.1869714021751796,0.1869714021751796,0.1869714021751796,null,null,27.414385175964743,null,null,6.6106604866743908E-6,0,0,0]
[1142,1.3232908458864423,6.616454229432212,{"$f":"IF('Calculation Sheet'!$D$59=\"YES\",(Vcc_max-C1169)*ILIM_FINAL_TOL,(Vcc_max-C1169)*($AE$13+IF(C1169>=$AE$8,$AE$7,0)+(IF(C1169>=$AE$6,C1169,0)/$AE$5)+IF(C1169>$AE$10,($AE$9/C1169),0)))","v":2.6918085052680767},2.7163563990380784,3.1107166504295805,0.39828955273447164,4.5211405755463119E-4,9.0961456882809877E-3,8.1507128819646724E-4,2.9546755658109798,0.10680743743387477,2.7843548431725651E-2,2.1594657768906345E-3,7.223838696157614E-5,4.6146108270583852E-5,47.883097290947184,1.0761842591217115,1.0761772513488774,1.0881843008411973,0.18706826140853794,0.18706826140853794,0.18706826140853794,0.18706826140853794,null,null,27.415527208036053,null,null,6.6164542294322121E-6,0,0,0]
[1143,1.3244495944380066,6.6222479721900331,{"$f":"IF('Calculation Sheet'!$D$59=\"YES\",(Vcc_max-C1170)*ILIM_FINAL_TOL,(Vcc_max-C1170)*($AE$13+IF(C1170>=$AE$8,$AE$7,0)+(IF(C1170>=$AE$6,C1170,0)/$AE$5)+IF(C1170>$AE$10,($AE$9/C1170),0)))","v":2.6889116267124447},2.713459521051341,3.1101427332016858,0.39848377260928824,4.5235916299146695E-4,9.1010666718087663E-3,8.141950653279828E-4,2.9517789138141266,0.10686383384656928,2.7858542941903597E-2,2.1606360081998233E-3,7.2277553293531582E-5,4.6171128004424133E-5,47.87317623660158,1.0765953367088017,1.0765883275441883,1.0885977332866601,0.18716500501115441,0.18716500501115441,0.18716500501115441,0.18716500501115441,null,null,27.416667614892301,null,null,6.6222479721900334E-6,0,0,0]
[1144,1.3256083429895711,6.6280417149478561,{"$f":"IF('Calculation Sheet'!$D$59=\"YES\",(Vcc_max-C1171)*ILIM_FINAL_TOL,(Vcc_max-C1171)*($AE$13+IF(C1171>=$AE$8,$AE$7,0)+(IF(C1171>=$AE$6,C1171,0)/$AE$5)+IF(C1171>$AE$10,($AE$9/C1171),0)))","v":2.6860147480896761},2.7105626429974685,3.1095656334443005,0.39867773072356938,4.5260400458335681E-4,9.1059823324743938E-3,8.1331884243907027E-4,2.948882259320718,0.10692016582829877,2.7873521062184992E-2,2.1618049786056304E-3,7.2316677473871493E-5,4.6196120811803354E-5,47.86324317960198,1.0770055726233108,1.076998562073773,1.0890103122965307,0.18726163298749254,0.18726163298749254,0.18726163298749254,0.18726163298749254,null,null,27.417806396732104,null,null,6.6280417149478564E-6,0,0,0]
[1145,1.3267670915411354,6.6338354577056773,{"$f":"IF('Calculation Sheet'!$D$59=\"YES\",(Vcc_max-C1172)*ILIM_FINAL_TOL,(Vcc_max-C1172)*($AE$13+IF(C1172>=$AE$8,$AE$7,0)+(IF(C1172>=$AE$6,C1172,0)/$AE$5)+IF(C1172>$AE$10,($AE$9/C1172),0)))","v":2.6831178693997741},2.7076657648764613,3.1089853555174978,0.3988714270994751,4.5284858233030079E-4,9.1108926702876403E-3,8.1244261952972963E-4,2.9459856023575264,0.10697643338046703,2.7888482792661318E-2,2.1629726881084999E-3,7.2355759502151784E-5,4.6221086692721514E-5,47.853298133512503,1.0774149670793758,1.0774079551517646,1.0894220380908173,0.18735814534201589,0.18735814534201589,0.18735814534201589,0.18735814534201589,null,null,27.418943553754051,null,null,6.6338354577056776E-6,0,0,0]
[1146,1.3279258400926996,6.6396292004634985,{"$f":"IF('Calculation Sheet'!$D$59=\"YES\",(Vcc_max-C1173)*ILIM_FINAL_TOL,(Vcc_max-C1173)*($AE$13+IF(C1173>=$AE$8,$AE$7,0)+(IF(C1173>=$AE$6,C1173,0)/$AE$5)+IF(C1173>$AE$10,($AE$9/C1173),0)))","v":2.6802209906427366},2.7047688866883193,3.1084019037753765,0.39906486175916456,4.5309289623229887E-4,9.1157976852582756E-3,8.1156639660040497E-4,2.943088942951027,0.1070326365044787,2.7903428133424946E-2,2.1641391367093199E-3,7.2394799378816543E-5,4.6246025647178612E-5,47.843341111878395,1.0778235202910795,1.0778165069922425,1.0898329108894711,0.18745454207918755,0.18745454207918755,0.18745454207918755,0.18745454207918755,null,null,27.420079086156683,null,null,6.6396292004634981E-6,0,0,0]
[1147,1.3290845886442639,6.6454229432213197,{"$f":"IF('Calculation Sheet'!$D$59=\"YES\",(Vcc_max-C1174)*ILIM_FINAL_TOL,(Vcc_max-C1174)*($AE$13+IF(C1174>=$AE$8,$AE$7,0)+(IF(C1174>=$AE$6,C1174,0)/$AE$5)+IF(C1174>$AE$10,($AE$9/C1174),0)))","v":2.6773241118185647},2.7018720084330425,3.107815282566071,0.39925803472479471,4.5333694628935106E-4,9.1206973773956257E-3,8.1069017365065221E-4,2.9401922811274042,0.10708877520173754,2.7918357084567358E-2,2.1653043244085346E-3,7.2433797103421682E-5,4.627093767517465E-5,47.833372128225975,1.0782312324724501,1.0782242178092316,1.0902429309123867,0.18755082320347061,0.18755082320347061,0.18755082320347061,0.18755082320347061,null,null,27.421212994138489,null,null,6.6454229432213194E-6,0,0,0]
[1148,1.3302433371958282,6.6512166859791417,{"$f":"IF('Calculation Sheet'!$D$59=\"YES\",(Vcc_max-C1175)*ILIM_FINAL_TOL,(Vcc_max-C1175)*($AE$13+IF(C1175>=$AE$8,$AE$7,0)+(IF(C1175>=$AE$6,C1175,0)/$AE$5)+IF(C1175>$AE$10,($AE$9/C1175),0)))","v":2.6744272329272571},2.6989751301106311,3.107225496231758,0.39945094601852027,4.5358073250145736E-4,9.1255917467094605E-3,8.0981395068047135E-4,2.9372956169125533,0.10714484947364777,2.7933269646180925E-2,2.1664682512061439E-3,7.2472752676411289E-5,4.6295822776709628E-5,47.823391196062651,1.0786381038374613,1.078631087816702,1.0906520983794021,0.18764698871932772,0.18764698871932772,0.18764698871932772,0.18764698871932772,null,null,27.422345277897929,null,null,6.6512166859791415E-6,0,0,0]
[1149,1.3314020857473925,6.6570104287369629,{"$f":"IF('Calculation Sheet'!$D$59=\"YES\",(Vcc_max-C1176)*ILIM_FINAL_TOL,(Vcc_max-C1176)*($AE$13+IF(C1176>=$AE$8,$AE$7,0)+(IF(C1176>=$AE$6,C1176,0)/$AE$5)+IF(C1176>$AE$10,($AE$9/C1176),0)))","v":2.6715303539688153},2.6960782517210844,3.1066325491086659,0.39964359566249508,4.5382425486861777E-4,9.13048079320955E-3,8.0893772768986238E-4,2.9343989503320849,0.10720085932161361,2.7948165818357129E-2,2.1676309171030361E-3,7.2511666097341276E-5,4.6320680951339455E-5,47.813398328877064,1.0790441346000321,1.0790371172285698,1.0910604135102986,0.18774303863122199,0.18774303863122199,0.18774303863122199,0.18774303863122199,null,null,27.42347593763342,null,null,6.6570104287369628E-6,0,0,0]
[1150,1.3325608342989568,6.6628041714947841,{"$f":"IF('Calculation Sheet'!$D$59=\"YES\",(Vcc_max-C1177)*ILIM_FINAL_TOL,(Vcc_max-C1177)*($AE$13+IF(C1177>=$AE$8,$AE$7,0)+(IF(C1177>=$AE$6,C1177,0)/$AE$5)+IF(C1177>$AE$10,($AE$9/C1177),0)))","v":2.6686334749432383},2.693181373264403,3.1060364455270815,0.39983598367886986,4.5406751339083229E-4,9.13536451690522E-3,8.080615046792694E-4,2.9315022814113267,0.1072568047470388,2.7963045601187897E-2,2.1687923220996552E-3,7.2550537366655732E-5,4.6345512199508221E-5,47.803393540138906,1.0794493249740278,1.0794423062586964,1.0914678765248007,0.18783897294361562,0.18783897294361562,0.18783897294361562,0.18783897294361562,null,null,27.424604973543328,null,null,6.6628041714947841E-6,0,0,0]
[1151,1.3337195828505211,6.6685979142526053,{"$f":"IF('Calculation Sheet'!$D$59=\"YES\",(Vcc_max-C1178)*ILIM_FINAL_TOL,(Vcc_max-C1178)*($AE$13+IF(C1178>=$AE$8,$AE$7,0)+(IF(C1178>=$AE$6,C1178,0)/$AE$5)+IF(C1178>$AE$10,($AE$9/C1178),0)))","v":2.6657365958505261},2.6902844947405864,3.1054371898113597,0.40002811008979444,4.54310508068545E-4,9.1402429178066846E-3,8.0718528164824832E-4,2.9286056101753277,0.10731268575132757,2.7977908994765155E-2,2.1699524661968894E-3,7.2589366483910567E-5,4.6370316521215926E-5,47.7933768432992,1.0798536751732586,1.0798466551208887,1.0918744876425763,0.18793479166097082,0.18793479166097082,0.18793479166097082,0.18793479166097082,null,null,27.425732385825977,null,null,6.6685979142526054E-6,0,0,0]
[1152,{"$f":"($AE$11/2000)*(A1179)","v":1.3348783314020856},{"$f":"$AE$13*B1179*10^-3/($AE$4*10^-6)","v":6.6743916570104282},{"$f":"IF('Calculation Sheet'!$D$59=\"YES\",(Vcc_max-C1179)*ILIM_FINAL_TOL,(Vcc_max-C1179)*($AE$13+IF(C1179>=$AE$8,$AE$7,0)+(IF(C1179>=$AE$6,C1179,0)/$AE$5)+IF(C1179>$AE$10,($AE$9/C1179),0)))","v":2.6628397166906788},2.6873876161496346,3.1048347862799304,0.4002199749174169,4.5455323890131183E-4,9.1451159959232697E-3,8.0630905859679913E-4,2.92570893664886,0.10736850233588413,2.7992755999180829E-2,2.1711113493947387E-3,7.262815344954987E-5,4.6395093916462571E-5,47.783348251790152,1.0802571854114804,1.0802501640288997,1.0922802470832367,0.18803049478775025,0.18803049478775025,0.18803049478775025,0.18803049478775025,null,null,27.426858174679669,null,null,{"$f":"IF(C1179>=$AE$6,C1179,0)/$AE$5","v":6.6743916570104284E-6},{"$f":"IF(C1179>=$AE$8,$AE$7,0)","v":0},{"$f":"IF(C1179>$AE$10,($AE$9/C1179),0)","v":0},{"$f":"(Q1179-AA1179)*IF((Vcc_max-C1179)>$F$4,1,0)","v":0}]
[1153,1.3360370799536498,6.6801853997682494,{"$f":"IF('Calculation Sheet'!$D$59=\"YES\",(Vcc_max-C1180)*ILIM_FINAL_TOL,(Vcc_max-C1180)*($AE$13+IF(C1180>=$AE$8,$AE$7,0)+(IF(C1180>=$AE$6,C1180,0)/$AE$5)+IF(C1180>$AE$10,($AE$9/C1180),0)))","v":2.6599428374636971},{"$f":"(D1179+((((EXP(-(B1180-B1179)*10^-3/$F$14)))*(E1179-D1179))))","v":2.6844907374915481},{"$f":"(D1179+((((EXP(-(B1180-B1179)*10^-3/$F$15)))*(F1179-D1179))))","v":3.1042292392453077},{"$f":"(D1179+((((EXP(-(B1180-B1179)*10^-3/$F$16)))*(G1179-D1179))))","v":0.40041157818388218},{"$f":"(D1179+((((EXP(-(B1180-B1179)*10^-3/$F$17)))*(H1179-D1179))))","v":4.5479570588957685E-4},{"$f":"(D1179+((((EXP(-(B1180-B1179)*10^-3/$F$18)))*(I1179-D1179))))","v":9.1499837512643012E-3},{"$f":"(D1179+((((EXP(-(B1180-B1179)*10^-3/$F$19)))*(JX1179-D1179))))","v":8.0543283552536593E-4},{"$f":"(D1179+((((EXP(-(B1180-B1179)*10^-3/$F$20)))*(K1179-D1179))))","v":2.9228122608564249},{"$f":"(D1179+((((EXP(-(B1180-B1179)*10^-3/$F$21)))*(L1179-D1179))))","v":0.10742425450211224},{"$f":"(D1179+((((EXP(-(B1180-B1179)*10^-3/$F$22)))*(M1179-D1179))))","v":2.8007586614526403E-2},2.1722689716940913E-3,7.2666898263129553E-5,4.6419844385248155E-5,47.773307779025281,{"$f":"(D1179+((((EXP(-(B1180-B1179)*10^-3/$B$14)))*(R1179-D1179))))","v":1.080659855902395},{"$f":"(D1179+((((EXP(-(B1180-B1179)*10^-3/$B$15)))*(S1179-D1179))))","v":1.0806528331964274},{"$f":"(D1179+((((EXP(-(B1180-B1179)*10^-3/$B$16)))*(T1179-D1179))))","v":1.0926851550663366},{"$f":"(D1179+((((EXP(-(B1180-B1179)*10^-3/$B$17)))*(U1179-D1179))))","v":0.18812608232841566},{"$f":"(D1179+((((EXP(-(B1180-B1179)*10^-3/$B$18)))*(V1179-D1179))))","v":0.18812608232841566},0.18812608232841566,0.18812608232841566,null,null,27.427982340302631,null,null,6.6801853997682497E-6,0,0,0]
[1154,1.3371958285052141,6.6859791425260706,{"$f":"IF('Calculation Sheet'!$D$59=\"YES\",(Vcc_max-C1181)*ILIM_FINAL_TOL,(Vcc_max-C1181)*($AE$13+IF(C1181>=$AE$8,$AE$7,0)+(IF(C1181>=$AE$6,C1181,0)/$AE$5)+IF(C1181>$AE$10,($AE$9/C1181),0)))","v":2.6570459581695807},2.6815938587663268,3.103620553014097,0.40060291991133434,4.5503790903289598E-4,9.154846183839993E-3,8.0455661243306054E-4,2.9199155828222518,0.10747994225141566,2.8022400840894246E-2,{"$f":"(D1180+((((EXP(-(B1181-B1180)*10^-3/$F$23)))*(N1180-D1180))))","v":2.1734253330953912E-3},{"$f":"(D1180+((((EXP(-(B1181-B1180)*10^-3/$F$24)))*(O1180-D1180))))","v":7.2705600925093705E-5},{"$f":"(D1180+((((EXP(-(B1181-B1180)*10^-3/$F$25)))*(P1180-D1180))))","v":4.6444567927572677E-5},{"$f":"$C$6+(E1181*$G$14)+(F1181*$G$15)+(G1181*$G$16)+(H1181*$G$17)+(I1181*$G$18)+(J1181*$G$19)+(K1181*$G$20)+(L1181*$G$21)+(M1181*$G$22)","v":47.763255438399362},1.0810616868596497,1.0810546628371156,1.093089211811374,0.18822155428742882,0.18822155428742882,{"$f":"(D1180+((((EXP(-(B1181-B1180)*10^-3/$B$19)))*(W1180-D1180))))","v":0.18822155428742882},{"$f":"(D1180+((((EXP(-(B1181-B1180)*10^-3/$B$20)))*(X1180-D1180))))","v":0.18822155428742882},null,null,{"$f":"$C$6+(R1181*$C$14)+(S1181*$C$15)+(T1181*$C$16)+(U1181*$C$17)+(V1181*$C$18)+(W1181*$C$19)+(X1181*$C$20)","v":27.429104882893078},null,null,6.6859791425260709E-6,0,0,0]
[1155,1.3383545770567784,6.6917728852838927,{"$f":"IF('Calculation Sheet'!$D$59=\"YES\",(Vcc_max-C1182)*ILIM_FINAL_TOL,(Vcc_max-C1182)*($AE$13+IF(C1182>=$AE$8,$AE$7,0)+(IF(C1182>=$AE$6,C1182,0)/$AE$5)+IF(C1182>$AE$10,($AE$9/C1182),0)))","v":2.6541490788083286},2.6786969799739708,3.1030087318870034,0.40079400012191524,4.5527984833126922E-4,9.1597032936596712E-3,8.0368038932077113E-4,2.9170189025703039,0.10753556558519861,2.8037198678375841E-2,2.1745804335990826E-3,7.2744261434998236E-5,4.646926454343614E-5,47.753191243288583,1.0814626784968371,1.0814556531645538,1.0934924175377905,0.18831691066925105,0.18831691066925105,0.18831691066925105,0.18831691066925105,null,null,27.430225802649161,null,null,6.6917728852838931E-6,0,0,0]
[1156,1.3395133256083427,6.6975666280417139,{"$f":"IF('Calculation Sheet'!$D$59=\"YES\",(Vcc_max-C1183)*ILIM_FINAL_TOL,(Vcc_max-C1183)*($AE$13+IF(C1183>=$AE$8,$AE$7,0)+(IF(C1183>=$AE$6,C1183,0)/$AE$5)+IF(C1183>$AE$10,($AE$9/C1183),0)))","v":2.6512521993799427},2.6758001011144796,3.1023937801588404,0.40098481883776538,4.5552152378514066E-4,9.1645550807331055E-3,8.028041661884977E-4,2.9141222201242796,0.10759112450486485,2.8051980127063558E-2,2.1757342732056095E-3,7.2782879793287236E-5,4.6493934232838541E-5,47.743115207050444,1.081862831027496,1.0818558043922775,1.0938947724649708,0.18841215147834456,0.18841215147834456,0.18841215147834456,0.18841215147834456,null,null,27.431345099769008,null,null,6.6975666280417135E-6,0,0,0]
[1157,1.340672074159907,6.7033603707995351,{"$f":"IF('Calculation Sheet'!$D$59=\"YES\",(Vcc_max-C1184)*ILIM_FINAL_TOL,(Vcc_max-C1184)*($AE$13+IF(C1184>=$AE$8,$AE$7,0)+(IF(C1184>=$AE$6,C1184,0)/$AE$5)+IF(C1184>$AE$10,($AE$9/C1184),0)))","v":2.6483553198844212},2.6729032221878537,3.1017757021185366,0.40117537608102261,4.557629353940662E-4,9.169401545069622E-3,8.0192794303535209E-4,2.9112255355076169,0.10764661901181816,2.806674518704888E-2,2.1768868519154161E-3,7.2821455999516616E-5,4.6518576995779881E-5,47.733027343023835,1.0822621446651108,1.0822551167337671,1.0942962768122435,0.18850727671917022,0.18850727671917022,0.18850727671917022,0.18850727671917022,null,null,27.432462774450681,null,null,6.7033603707995348E-6,0,0,0]
[1158,1.3418308227114712,6.7091541135573571,{"$f":"IF('Calculation Sheet'!$D$59=\"YES\",(Vcc_max-C1185)*ILIM_FINAL_TOL,(Vcc_max-C1185)*($AE$13+IF(C1185>=$AE$8,$AE$7,0)+(IF(C1185>=$AE$6,C1185,0)/$AE$5)+IF(C1185>$AE$10,($AE$9/C1185),0)))","v":2.6454584403217649},2.670006343194093,3.1011545020491456,0.40136567187382344,4.5600408315848995E-4,9.1742426866789906E-3,8.0105171986222246E-4,2.9083288487434951,0.10770204910746273,2.8081493858423734E-2,2.1780381697293905E-3,7.2859990054130463E-5,4.6543192831816071E-5,47.722927664529116,1.0826606196231112,1.0826535904024495,1.0946969307988803,0.18860228639618892,0.18860228639618892,0.18860228639618892,0.18860228639618892,null,null,27.433578826892223,null,null,6.7091541135573569E-6,0,0,0]
[1159,1.3429895712630358,6.7149478563151792,{"$f":"IF('Calculation Sheet'!$D$59=\"YES\",(Vcc_max-C1186)*ILIM_FINAL_TOL,(Vcc_max-C1186)*($AE$13+IF(C1186>=$AE$8,$AE$7,0)+(IF(C1186>=$AE$6,C1186,0)/$AE$5)+IF(C1186>$AE$10,($AE$9/C1186),0)))","v":2.642561560691973},2.6671094641331967,3.1005301842278525,0.40155570623830261,4.5624496707841189E-4,9.1790785055709812E-3,8.0017549666866472E-4,2.905432159854838,0.10775741479320189,2.8096226141280045E-2,2.1791882266475326E-3,7.2898481956684691E-5,4.6567781741391201E-5,47.712816184868089,1.0830582561148727,1.0830512256116969,1.0950967346440965,0.18869718051386197,0.18869718051386197,0.18869718051386197,0.18869718051386197,null,null,27.434693257291617,null,null,6.7149478563151791E-6,0,0,0]
[1160,1.3441483198146,6.7207415990730004,{"$f":"IF('Calculation Sheet'!$D$59=\"YES\",(Vcc_max-C1187)*ILIM_FINAL_TOL,(Vcc_max-C1187)*($AE$13+IF(C1187>=$AE$8,$AE$7,0)+(IF(C1187>=$AE$6,C1187,0)/$AE$5)+IF(C1187>$AE$10,($AE$9/C1187),0)))","v":2.6396646809950468},2.6642125850051661,3.0999027529259831,0.4017454791965922,4.5648558715338794E-4,9.1839090017553637E-3,7.9929927345512297E-4,2.9025354688643179,0.10781271607043941,2.8110942035709741E-2,2.1803370226707308E-3,7.2936931707623387E-5,4.659234372450527E-5,47.702692917324057,1.0834550543537167,1.0834480225748269,1.0954956885670508,0.18879195907665025,0.18879195907665025,0.18879195907665025,0.18879195907665025,null,null,27.435806065846826,null,null,6.7207415990730004E-6,0,0,0]
[1161,1.3453070683661643,6.7265353418308225,{"$f":"IF('Calculation Sheet'!$D$59=\"YES\",(Vcc_max-C1188)*ILIM_FINAL_TOL,(Vcc_max-C1188)*($AE$13+IF(C1188>=$AE$8,$AE$7,0)+(IF(C1188>=$AE$6,C1188,0)/$AE$5)+IF(C1188>$AE$10,($AE$9/C1188),0)))","v":2.6367678012309859},2.6613157058100003,3.0992722124090104,0.4019349907708234,4.5672594338386219E-4,9.1887341752414642E-3,7.9842305022115312E-4,2.8996387757943558,0.10786795294057905,2.8125641541804303E-2,2.1814845577994291E-3,7.2975339306502462E-5,4.6616878781158277E-5,47.692557875161818,1.0838510145529103,1.0838439815051033,1.0958937927868455,0.18888662208901419,0.18888662208901419,0.18888662208901419,0.18888662208901419,null,null,27.436917252755741,null,null,6.7265353418308225E-6,0,0,0]
[1162,1.3464658169177286,6.7323290845886437,{"$f":"IF('Calculation Sheet'!$D$59=\"YES\",(Vcc_max-C1189)*ILIM_FINAL_TOL,(Vcc_max-C1189)*($AE$13+IF(C1189>=$AE$8,$AE$7,0)+(IF(C1189>=$AE$6,C1189,0)/$AE$5)+IF(C1189>$AE$10,($AE$9/C1189),0)))","v":2.6338709213997897},2.6584188265476998,3.0986385669365641,0.40212424098312471,4.5696603576983463E-4,9.1935540260390525E-3,7.9754682696631107E-4,2.896742080667126,0.10792312540502458,2.8140324659656102E-2,2.1826308320340715E-3,7.3013704753766007E-5,4.6641386911350224E-5,47.682411071627733,1.0842461369256662,1.0842391026157356,1.0962910475225265,0.18898116955541422,0.18898116955541422,0.18898116955541422,0.18898116955541422,null,null,27.438026818216251,null,null,6.7323290845886438E-6,0,0,0]
[1163,1.3476245654692929,6.7381228273464648,{"$f":"IF('Calculation Sheet'!$D$59=\"YES\",(Vcc_max-C1190)*ILIM_FINAL_TOL,(Vcc_max-C1190)*($AE$13+IF(C1190>=$AE$8,$AE$7,0)+(IF(C1190>=$AE$6,C1190,0)/$AE$5)+IF(C1190>$AE$10,($AE$9/C1190),0)))","v":2.6309740415014593},2.6555219472182645,3.0980018207624385,0.40231322985562334,4.5720586431130528E-4,9.1983685541578986E-3,7.966706036919291E-4,2.8938453835045594,0.10797823346517976,2.8154991389356621E-2,2.1837758453755463E-3,7.305202804896993E-5,4.6665868115081111E-5,47.672252519949787,1.0846404216851431,1.0846333861198789,1.0966874529930828,0.18907560148031077,0.18907560148031077,0.18907560148031077,0.18907560148031077,null,null,27.439134762426157,null,null,6.7381228273464651E-6,0,0,0]
[1164,1.3487833140208572,6.743916570104286,{"$f":"IF('Calculation Sheet'!$D$59=\"YES\",(Vcc_max-C1191)*ILIM_FINAL_TOL,(Vcc_max-C1191)*($AE$13+IF(C1191>=$AE$8,$AE$7,0)+(IF(C1191>=$AE$6,C1191,0)/$AE$5)+IF(C1191>$AE$10,($AE$9/C1191),0)))","v":2.6280771615359937},2.652625067821694,3.0973619781345993,0.40250195741044426,4.5744542900783003E-4,9.2031777596077724E-3,7.9579438039667494E-4,2.8909486843283441,0.10803327712244837,2.8169641730997785E-2,2.1849195978238534E-3,7.3090309192558323E-5,4.6690322392350936E-5,47.662082233337507,1.085033869044445,1.085026832230634,1.0970830094174475,0.18916991786816384,0.18916991786816384,0.18916991786816384,0.18916991786816384,null,null,27.440241085583246,null,null,6.7439165701042864E-6,0,0,0]
[1165,1.3499420625724214,6.7497103128621081,{"$f":"IF('Calculation Sheet'!$D$59=\"YES\",(Vcc_max-C1192)*ILIM_FINAL_TOL,(Vcc_max-C1192)*($AE$13+IF(C1192>=$AE$8,$AE$7,0)+(IF(C1192>=$AE$6,C1192,0)/$AE$5)+IF(C1192>$AE$10,($AE$9/C1192),0)))","v":2.6251802815033929},2.6497281883579888,3.096719043295193,0.40269042366971064,4.5768472985985298E-4,9.2079816423979999E-3,7.9491815708143676E-4,2.8880519831599294,0.10808825637823372,2.8184275684671967E-2,2.186062089379881E-3,7.3128548184087094E-5,4.67147497431597E-5,47.651900224982121,1.0854264792166222,1.0854194411610478,1.0974777170144969,0.18926411872343341,0.18926411872343341,0.18926411872343341,0.18926411872343341,null,null,27.441345787885258,null,null,6.7497103128621085E-6,0,0,0]
[1166,1.3511008111239857,6.7555040556199293,{"$f":"IF('Calculation Sheet'!$D$59=\"YES\",(Vcc_max-C1193)*ILIM_FINAL_TOL,(Vcc_max-C1193)*($AE$13+IF(C1193>=$AE$8,$AE$7,0)+(IF(C1193>=$AE$6,C1193,0)/$AE$5)+IF(C1193>$AE$10,($AE$9/C1193),0)))","v":2.6222834014036573},2.6468313088271489,3.0960730204805538,0.40287862865554391,4.5792376686737413E-4,9.2127802025383509E-3,7.9404193374577048E-4,2.8851552800205287,0.10814317123393957,2.8198893250470647E-2,2.1872033200440733E-3,7.3166745024000335E-5,4.6739150167507404E-5,47.64170650805648,1.0858182524146702,1.0858112131241127,1.0978715760030511,0.18935820405057946,0.18935820405057946,0.18935820405057946,0.18935820405057946,null,null,27.442448869529894,null,null,6.755504055619929E-6,0,0,0]
[1167,1.3522595596755502,6.7612977983777514,{"$f":"IF('Calculation Sheet'!$D$59=\"YES\",(Vcc_max-C1194)*ILIM_FINAL_TOL,(Vcc_max-C1194)*($AE$13+IF(C1194>=$AE$8,$AE$7,0)+(IF(C1194>=$AE$6,C1194,0)/$AE$5)+IF(C1194>$AE$10,($AE$9/C1194),0)))","v":2.6193865212367866},2.6439344292291733,3.0954239139212119,0.40306657239006372,4.5816254003039347E-4,9.2175734400381515E-3,7.9316571038967609E-4,2.8822585749311207,0.10819802169096926,2.8213494428485308E-2,2.1883432898168742E-3,7.3204899711853955E-5,4.6763523664949957E-5,47.631501095715159,1.0862091888515311,1.0862021483327671,1.0982645866018734,0.18945217385406155,0.18945217385406155,0.18945217385406155,0.18945217385406155,null,null,27.443550330714814,null,null,6.7612977983777511E-6,0,0,0]
[1168,1.3534183082271145,6.7670915411355734,{"$f":"IF('Calculation Sheet'!$D$59=\"YES\",(Vcc_max-C1195)*ILIM_FINAL_TOL,(Vcc_max-C1195)*($AE$13+IF(C1195>=$AE$8,$AE$7,0)+(IF(C1195>=$AE$6,C1195,0)/$AE$5)+IF(C1195>$AE$10,($AE$9/C1195),0)))","v":2.6164896410027807},2.6410375495640634,3.0947717278419025,0.40325425489538747,4.5840104934891102E-4,9.2223613549071715E-3,7.9228948701359769E-4,2.8793618679124551,0.1082528077507261,2.8228079218808322E-2,2.1894819986987279E-3,7.3243012247647954E-5,4.678787023593145E-5,47.621284001094466,1.0865992887400922,1.0865922469998948,1.098656749029671,0.18954602813833876,0.18954602813833876,0.18954602813833876,0.18954602813833876,null,null,27.444650171637612,null,null,6.7670915411355732E-6,0,0,0]
[1169,1.3545770567786788,6.7728852838933946,{"$f":"IF('Calculation Sheet'!$D$59=\"YES\",(Vcc_max-C1196)*ILIM_FINAL_TOL,(Vcc_max-C1196)*($AE$13+IF(C1196>=$AE$8,$AE$7,0)+(IF(C1196>=$AE$6,C1196,0)/$AE$5)+IF(C1196>$AE$10,($AE$9/C1196),0)))","v":2.6135927607016409},2.6381406698318184,3.0941164664615712,0.4034416761936308,4.5863929482292676E-4,9.2271439471551808E-3,7.9141326361709119E-4,2.8764651589850505,0.10830752941461386,2.8242647621531614E-2,2.1906194466900786E-3,7.3281082631826422E-5,4.6812189880451882E-5,47.611055237312478,1.0869885522931868,1.0869815093383259,1.0990480635050948,0.18963976690787065,0.18963976690787065,0.18963976690787065,0.18963976690787065,null,null,27.445748392495879,null,null,6.7728852838933945E-6,0,0,0]
[1170,1.3557358053302431,6.7786790266512158,{"$f":"IF('Calculation Sheet'!$D$59=\"YES\",(Vcc_max-C1197)*ILIM_FINAL_TOL,(Vcc_max-C1197)*($AE$13+IF(C1197>=$AE$8,$AE$7,0)+(IF(C1197>=$AE$6,C1197,0)/$AE$5)+IF(C1197>$AE$10,($AE$9/C1197),0)))","v":2.6106958803333655},2.6352437900324386,3.0934581339933853,0.40362883630690805,4.588772764524407E-4,9.2319212167919495E-3,7.9053704020015658E-4,2.8735684481692005,0.10836218668403585,2.8257199636746666E-2,2.1917556337918143E-3,7.3319110863945269E-5,4.6836482598511253E-5,47.600814817469036,1.0873769797235939,1.0873699355608362,1.0994385302467391,0.18973339016711588,0.18973339016711588,0.18973339016711588,0.18973339016711588,null,null,27.446844993487126,null,null,6.7786790266512158E-6,0,0,0]
[1171,1.3568945538818074,6.7844727694090379,{"$f":"IF('Calculation Sheet'!$D$59=\"YES\",(Vcc_max-C1198)*ILIM_FINAL_TOL,(Vcc_max-C1198)*($AE$13+IF(C1198>=$AE$8,$AE$7,0)+(IF(C1198>=$AE$6,C1198,0)/$AE$5)+IF(C1198>$AE$10,($AE$9/C1198),0)))","v":2.6077989998979549},2.632346910165924,3.0927967346447383,0.40381573525733083,4.5911499423745283E-4,9.2366931638272476E-3,7.8966081676279387E-4,2.8706717354849753,0.10841677956039586,2.8271735264545406E-2,2.192890560003935E-3,7.3357096944448585E-5,4.6860748390109563E-5,47.590562754645838,1.0877645712440389,1.0877575258801473,1.0998281494731421,0.18982689792053353,0.18982689792053353,0.18982689792053353,0.18982689792053353,null,null,27.447939974808861,null,null,6.7844727694090379E-6,0,0,0]
[1172,1.3580533024333716,6.7902665121668591,{"$f":"IF('Calculation Sheet'!$D$59=\"YES\",(Vcc_max-C1199)*ILIM_FINAL_TOL,(Vcc_max-C1199)*($AE$13+IF(C1199>=$AE$8,$AE$7,0)+(IF(C1199>=$AE$6,C1199,0)/$AE$5)+IF(C1199>$AE$10,($AE$9/C1199),0)))","v":2.6049021193954105},2.6294500302322743,3.0921322726172602,0.40400237306700948,4.5935244817796317E-4,9.2414597882704008E-3,7.8878459330544715E-4,2.867775020952223,0.10847130804509675,2.8286254505019759E-2,2.194024225327329E-3,7.3395040872892281E-5,4.6884987255246813E-5,47.580299061906395,1.0881513270671923,1.0881442805089268,1.1002169214027855,0.18992029017258272,0.18992029017258272,0.18992029017258272,0.18992029017258272,null,null,27.449033336658513,null,null,6.7902665121668592E-6,0,0,0]
[1173,1.3592120509849359,6.7960602549246802,{"$f":"IF('Calculation Sheet'!$D$59=\"YES\",(Vcc_max-C1200)*ILIM_FINAL_TOL,(Vcc_max-C1200)*($AE$13+IF(C1200>=$AE$8,$AE$7,0)+(IF(C1200>=$AE$6,C1200,0)/$AE$5)+IF(C1200>$AE$10,($AE$9/C1200),0)))","v":2.6020052388257304},2.6265531502314898,3.0914647521068246,0.40418874975805208,4.5958963827441579E-4,9.2462210901311792E-3,7.8790836982767232E-4,2.8648783045905741,0.10852577213954229,2.8300757358261652E-2,2.1951566297624403E-3,7.3432942649720445E-5,4.6909199193923001E-5,47.570023752296088,1.0885372474056711,1.088530199659788,1.1006048462540945,0.19001356692772164,0.19001356692772164,0.19001356692772164,0.19001356692772164,null,null,27.450125079233491,null,null,6.7960602549246805E-6,0,0,0]
[1174,1.3603707995365002,6.8018539976825014,{"$f":"IF('Calculation Sheet'!$D$59=\"YES\",(Vcc_max-C1201)*ILIM_FINAL_TOL,(Vcc_max-C1201)*($AE$13+IF(C1201>=$AE$8,$AE$7,0)+(IF(C1201>=$AE$6,C1201,0)/$AE$5)+IF(C1201>$AE$10,($AE$9/C1201),0)))","v":2.5991083581889156},2.6236562701635706,3.0907941773035565,0.40437486535256495,4.5982656452636661E-4,9.2509770694189086E-3,7.8703214632946938E-4,2.861981586419442,0.1085801718451358,2.8315243824363012E-2,2.1962877733101571E-3,7.3470802274488989E-5,4.6933384206138129E-5,47.559736838842241,1.0889223324720381,1.0889152835452904,1.1009919242454382,0.19010672819040852,0.19010672819040852,0.19010672819040852,0.19010672819040852,null,null,27.451215202731149,null,null,6.8018539976825018E-6,0,0,0]
[1175,1.3615295480880647,6.8076477404403244,{"$f":"IF('Calculation Sheet'!$D$59=\"YES\",(Vcc_max-C1202)*ILIM_FINAL_TOL,(Vcc_max-C1202)*($AE$13+IF(C1202>=$AE$8,$AE$7,0)+(IF(C1202>=$AE$6,C1202,0)/$AE$5)+IF(C1202>$AE$10,($AE$9/C1202),0)))","v":2.5962114774849652},2.6207593900285158,3.0901205523918405,0.40456071987265263,4.6006322693381563E-4,9.255727726143359E-3,7.8615592281128244E-4,2.859084866458026,0.10863450716328016,2.8329713903415765E-2,2.1974176559704794E-3,7.3508619747642001E-5,4.6957542291448107E-5,47.549438334554118,1.0893065824788015,1.0892995323779395,1.1013781555951294,0.19019977396510201,0.19019977396510201,0.19019977396510201,0.19019977396510201,null,null,27.452303707348818,null,null,6.8076477404403248E-6,0,0,0]
[1176,1.362688296639629,6.8134414831981456,{"$f":"IF('Calculation Sheet'!$D$59=\"YES\",(Vcc_max-C1203)*ILIM_FINAL_TOL,(Vcc_max-C1203)*($AE$13+IF(C1203>=$AE$8,$AE$7,0)+(IF(C1203>=$AE$6,C1203,0)/$AE$5)+IF(C1203>$AE$10,($AE$9/C1203),0)))","v":2.5933145967138809},2.6178625098263266,3.0894438815503285,0.40474631334041788,4.6029962549676284E-4,9.2604730603143004E-3,7.8527969927266739E-4,2.8561881447253152,0.10868877809537913,2.8344167595511394E-2,2.1985462777442955E-3,7.3546395068735393E-5,4.6981673450297023E-5,47.539128252422906,1.0896899976384162,1.089682946370186,1.1017635405214246,0.19029270425625988,0.19029270425625988,0.19029270425625988,0.19029270425625988,null,null,27.453390593283778,null,null,6.8134414831981452E-6,0,0,0]
[1177,1.3638470451911933,6.8192352259559668,{"$f":"IF('Calculation Sheet'!$D$59=\"YES\",(Vcc_max-C1204)*ILIM_FINAL_TOL,(Vcc_max-C1204)*($AE$13+IF(C1204>=$AE$8,$AE$7,0)+(IF(C1204>=$AE$6,C1204,0)/$AE$5)+IF(C1204>$AE$10,($AE$9/C1204),0)))","v":2.5904177158756609},2.6149656295570023,3.0887641689519474,0.40493164577796126,4.6053576021565235E-4,9.2652130719415027E-3,7.8440347571362423E-4,2.8532914212400882,0.10874298464283561,2.8358604900741824E-2,2.1996736386316051E-3,7.3584128238213253E-5,4.7005777682684879E-5,47.528806605421806,1.0900725781632825,1.0900655257344272,1.1021480792425238,0.19038551906833989,0.19038551906833989,0.19038551906833989,0.19038551906833989,null,null,27.454475860733247,null,null,6.8192352259559665E-6,0,0,0]
[1178,1.3650057937427575,6.8250289687137888,{"$f":"IF('Calculation Sheet'!$D$59=\"YES\",(Vcc_max-C1205)*ILIM_FINAL_TOL,(Vcc_max-C1205)*($AE$13+IF(C1205>=$AE$8,$AE$7,0)+(IF(C1205>=$AE$6,C1205,0)/$AE$5)+IF(C1205>$AE$10,($AE$9/C1205),0)))","v":2.5875208349703067},2.6120687492205432,3.088081418763907,0.40511671720738152,4.6077163109004005E-4,9.2699477610342917E-3,7.8352725213415297E-4,2.8503946960209166,0.10879712680705289,2.8373025819199427E-2,2.2007997386332967E-3,7.3621819255631493E-5,4.7029854988611675E-5,47.51847340650604,1.0904543242657467,1.090447270683006,1.1025317719765713,0.19047821840579982,0.19047821840579982,0.19047821840579982,0.19047821840579982,null,null,27.455559509894425,null,null,6.8250289687137887E-6,0,0,0]
[1179,1.3661645422943218,6.83082271147161,{"$f":"IF('Calculation Sheet'!$D$59=\"YES\",(Vcc_max-C1206)*ILIM_FINAL_TOL,(Vcc_max-C1206)*($AE$13+IF(C1206>=$AE$8,$AE$7,0)+(IF(C1206>=$AE$6,C1206,0)/$AE$5)+IF(C1206>$AE$10,($AE$9/C1206),0)))","v":2.5846239539978169},2.6091718688169494,3.0873956351477077,0.40530152765077609,4.6100723812037003E-4,9.2746771276024376E-3,7.826510285346977E-4,2.8474979690861679,0.10885120458943387,2.8387430350975684E-2,2.2019245777498142E-3,7.3659468121434202E-5,4.7053905368077409E-5,47.508128668612926,1.0908352361581015,1.0908281814282117,1.1029146189416545,0.19057080227309742,0.19057080227309742,0.19057080227309742,0.19057080227309742,null,null,27.456641540964473,null,null,6.83082271147161E-6,0,0,0]
[1180,1.3673232908458861,6.8366164542294312,{"$f":"IF('Calculation Sheet'!$D$59=\"YES\",(Vcc_max-C1207)*ILIM_FINAL_TOL,(Vcc_max-C1207)*($AE$13+IF(C1207>=$AE$8,$AE$7,0)+(IF(C1207>=$AE$6,C1207,0)/$AE$5)+IF(C1207>$AE$10,($AE$9/C1207),0)))","v":2.5817270729581927},2.6062749883462204,3.0867068222591487,0.40548607713023976,4.6124258130619822E-4,9.2794011716557101E-3,7.8177480491481433E-4,2.8446012404540073,0.10890521799138186,2.8401818496162523E-2,2.2030481559816018E-3,7.369707483517729E-5,4.7077928821082082E-5,47.497772404661767,1.0912153140525851,1.0912082581822791,1.1032966203558052,0.19066327067468958,0.19066327067468958,0.19066327067468958,0.19066327067468958,null,null,27.457721954140496,null,null,6.8366164542294312E-6,0,0,0]
[1181,1.3684820393974504,6.8424101969872524,{"$f":"IF('Calculation Sheet'!$D$59=\"YES\",(Vcc_max-C1208)*ILIM_FINAL_TOL,(Vcc_max-C1208)*($AE$13+IF(C1208>=$AE$8,$AE$7,0)+(IF(C1208>=$AE$6,C1208,0)/$AE$5)+IF(C1208>$AE$10,($AE$9/C1208),0)))","v":2.5788301918514338},2.6033781078083567,3.0860149842483358,0.40567036566786641,4.6147766064796869E-4,9.2841198932038793E-3,7.8089858127450285E-4,2.8417045101423994,0.1089591670143002,2.8416190254851426E-2,2.2041704733295475E-3,7.3734639397304846E-5,4.7101925347625695E-5,47.487404627554049,1.091594558161382,1.0915875011573895,1.1036777764369985,0.19075562361503406,0.19075562361503406,0.19075562361503406,0.19075562361503406,null,null,27.458800749619559,null,null,6.8424101969872525E-6,0,0,0]
[1182,1.3696407879490149,6.8482039397450754,{"$f":"IF('Calculation Sheet'!$D$59=\"YES\",(Vcc_max-C1209)*ILIM_FINAL_TOL,(Vcc_max-C1209)*($AE$13+IF(C1209>=$AE$8,$AE$7,0)+(IF(C1209>=$AE$6,C1209,0)/$AE$5)+IF(C1209>$AE$10,($AE$9/C1209),0)))","v":2.5759333106775388},2.6004812272033573,3.0853201252596887,0.40585439328574724,4.6171247614523736E-4,9.2888332922562711E-3,7.8002235761376326E-4,2.8388077781691106,0.10901305165959174,2.8430545627134762E-2,2.2052915297936515E-3,7.3772161807372783E-5,4.7125894947264158E-5,47.477025350173378,1.0919729686966224,1.0919659105656698,1.1040580874031536,0.19084786109858731,0.19084786109858731,0.19084786109858731,0.19084786109858731,null,null,27.459877927598686,null,null,6.8482039397450755E-6,0,0,0]
[1183,1.3707995365005792,6.8539976825028965,{"$f":"IF('Calculation Sheet'!$D$59=\"YES\",(Vcc_max-C1210)*ILIM_FINAL_TOL,(Vcc_max-C1210)*($AE$13+IF(C1210>=$AE$8,$AE$7,0)+(IF(C1210>=$AE$6,C1210,0)/$AE$5)+IF(C1210>$AE$10,($AE$9/C1210),0)))","v":2.57303642943651},2.5975843465312236,3.0846222494319497,0.40603816000597126,4.6194702779844832E-4,9.2935413688226554E-3,7.7914613393303966E-4,2.8359110445517124,0.10906687192865983,2.8444884613104016E-2,2.2064113253748019E-3,7.3809642065381098E-5,4.7149837620441559E-5,47.46663458538552,1.092350545870383,1.092343486619193,1.1044375534721331,0.19093998312980665,0.19093998312980665,0.19093998312980665,0.19093998312980665,null,null,27.460953488274868,null,null,6.8539976825028968E-6,0,0,0]
[1184,1.3719582850521435,6.8597914252607177,{"$f":"IF('Calculation Sheet'!$D$59=\"YES\",(Vcc_max-C1211)*ILIM_FINAL_TOL,(Vcc_max-C1211)*($AE$13+IF(C1211>=$AE$8,$AE$7,0)+(IF(C1211>=$AE$6,C1211,0)/$AE$5)+IF(C1211>$AE$10,($AE$9/C1211),0)))","v":2.570139548128346},2.5946874657919552,3.0839213608981906,0.40622166585062613,4.6218131560715747E-4,9.2982441229128021E-3,7.7826991023188796E-4,2.8330143093075821,0.10912062782290732,2.8459207212851112E-2,2.2075298600734428E-3,7.3847080171773882E-5,4.71737533671579E-5,47.456232346038419,1.092727289894686,1.0927202295299783,1.104816174861744,0.1910319897131485,0.1910319897131485,0.1910319897131485,0.1910319897131485,null,null,27.462027431845048,null,null,6.8597914252607181E-6,0,0,0]
[1185,1.3731170336037077,6.8655851680185398,{"$f":"IF('Calculation Sheet'!$D$59=\"YES\",(Vcc_max-C1212)*ILIM_FINAL_TOL,(Vcc_max-C1212)*($AE$13+IF(C1212>=$AE$8,$AE$7,0)+(IF(C1212>=$AE$6,C1212,0)/$AE$5)+IF(C1212>$AE$10,($AE$9/C1212),0)))","v":2.5672426667530472},2.5917905849855516,3.0832174637858203,0.40640491084179819,4.6241533957180891E-4,9.3029415545360372E-3,7.7739368651030816E-4,2.8301175724539056,0.10917431934373711,2.8473513426468422E-2,2.2086471338900182E-3,7.3884476126107046E-5,4.719764218741318E-5,47.445818644962294,1.0931032009815,1.0930961395099907,1.1051939517897369,0.19112388085306931,0.19112388085306931,0.19112388085306931,0.19112388085306931,null,null,27.463099758506111,null,null,6.8655851680185394E-6,0,0,0]
[1186,1.374275782155272,6.871378910776361,{"$f":"IF('Calculation Sheet'!$D$59=\"YES\",(Vcc_max-C1213)*ILIM_FINAL_TOL,(Vcc_max-C1213)*($AE$13+IF(C1213>=$AE$8,$AE$7,0)+(IF(C1213>=$AE$6,C1213,0)/$AE$5)+IF(C1213>$AE$10,($AE$9/C1213),0)))","v":2.5643457853106133},2.5888937041120132,3.0825105622165934,0.40658789500157111,4.6264909969240264E-4,9.3076336637021306E-3,7.7651746276874434E-4,2.8272208340076794,0.10922794649255207,2.8487803254046984E-2,2.2097631468249723E-3,7.3921829928824678E-5,4.7221504081207399E-5,47.435393494969546,1.0934782793427398,1.0934712167711418,1.1055708844738061,0.1912156565540255,0.1912156565540255,0.1912156565540255,0.1912156565540255,null,null,27.464170468454935,null,null,6.8713789107763607E-6,0,0,0]
[1187,1.3754345307068363,6.8771726535341822,{"$f":"IF('Calculation Sheet'!$D$59=\"YES\",(Vcc_max-C1214)*ILIM_FINAL_TOL,(Vcc_max-C1214)*($AE$13+IF(C1214>=$AE$8,$AE$7,0)+(IF(C1214>=$AE$6,C1214,0)/$AE$5)+IF(C1214>$AE$10,($AE$9/C1214),0)))","v":2.5614489038010451},2.5859968231713402,3.0818006603066177,0.40677061835202677,4.6288259596849457E-4,9.3123204504208523E-3,7.7564123900675241E-4,2.8243240939857128,0.10928150927075553,2.8502076695679168E-2,2.2108778988791933E-3,7.395914157948269E-5,4.7245339048540558E-5,47.424956908854902,1.0938525251902658,1.0938454615252886,1.1059469731315901,0.19130731682047308,0.19130731682047308,0.19130731682047308,0.19130731682047308,null,null,27.465239561888332,null,null,6.877172653534182E-6,0,0,0]
[1188,1.3765932792584006,6.8829663962920042,{"$f":"IF('Calculation Sheet'!$D$59=\"YES\",(Vcc_max-C1215)*ILIM_FINAL_TOL,(Vcc_max-C1215)*($AE$13+IF(C1215>=$AE$8,$AE$7,0)+(IF(C1215>=$AE$6,C1215,0)/$AE$5)+IF(C1215>$AE$10,($AE$9/C1215),0)))","v":2.5585520222243407},2.5830999421635319,3.0810877621663613,0.40695308091524574,4.6311582840052878E-4,9.3170019147015282E-3,7.7476501522433239E-4,2.8214273524046298,0.10933500767974991,2.8516333751456902E-2,2.2119913900526811E-3,7.3996411078525171E-5,4.7269147089412655E-5,47.414508899395358,1.0942259387358848,1.0942188739842347,1.1063222179806709,0.19139886165686804,0.19139886165686804,0.19139886165686804,0.19139886165686804,null,null,27.466307039003063,null,null,6.8829663962920041E-6,0,0,0]
[1189,1.3777520278099649,6.8887601390498254,{"$f":"IF('Calculation Sheet'!$D$59=\"YES\",(Vcc_max-C1216)*ILIM_FINAL_TOL,(Vcc_max-C1216)*($AE$13+IF(C1216>=$AE$8,$AE$7,0)+(IF(C1216>=$AE$6,C1216,0)/$AE$5)+IF(C1216>$AE$10,($AE$9/C1216),0)))","v":2.5556551405805026},2.5802030610885889,3.0803718719006614,0.4071352827133059,4.6334879698850528E-4,9.3216780565539281E-3,7.7388879142148426E-4,2.8185306092808715,0.10938844172093809,2.8530574421471666E-2,2.2131036203463239E-3,7.403363842550803E-5,4.7292928203379603E-5,47.40404947935027,1.0945985201913497,1.0945914543597295,1.1066966192385748,0.19149029106766635,0.19149029106766635,0.19149029106766635,0.19149029106766635,null,null,27.467372899995887,null,null,6.8887601390498254E-6,0,0,0]
[1190,1.3789107763615294,6.8945538818076475,{"$f":"IF('Calculation Sheet'!$D$59=\"YES\",(Vcc_max-C1217)*ILIM_FINAL_TOL,(Vcc_max-C1217)*($AE$13+IF(C1217>=$AE$8,$AE$7,0)+(IF(C1217>=$AE$6,C1217,0)/$AE$5)+IF(C1217>$AE$10,($AE$9/C1217),0)))","v":2.5527582588695288},2.5773061799465102,3.0796529936087311,0.40731722376828428,4.6358150173242407E-4,9.3263488759878221E-3,7.7301256759865211E-4,2.8156338646306969,0.1094418113957234,2.8544798705815388E-2,2.2142145897605658E-3,7.4070823620875359E-5,4.7316682390885489E-5,47.393578661461355,1.0949702697683594,1.0949632028634688,1.1070701771227716,0.19158160505732358,0.19158160505732358,0.19158160505732358,0.19158160505732358,null,null,27.468437145063472,null,null,6.8945538818076475E-6,0,0,0]
[1191,1.3800695249130936,6.9003476245654696,{"$f":"IF('Calculation Sheet'!$D$59=\"YES\",(Vcc_max-C1218)*ILIM_FINAL_TOL,(Vcc_max-C1218)*($AE$13+IF(C1218>=$AE$8,$AE$7,0)+(IF(C1218>=$AE$6,C1218,0)/$AE$5)+IF(C1218>$AE$10,($AE$9/C1218),0)))","v":2.5498613770914198},2.5744092987372973,3.0789311313841683,0.40749890410225476,4.6381394263228515E-4,9.3310143730129802E-3,7.7213634375539186E-4,2.8127371184701873,0.10949511670550827,2.8559006604580439E-2,2.215324298295851E-3,7.4107966664183067E-5,4.7340409651930315E-5,47.383096458452719,1.0953411876785593,1.0953341197070943,1.1074428918506753,0.19167280363029482,0.19167280363029482,0.19167280363029482,0.19167280363029482,null,null,27.469499774402479,null,null,6.9003476245654697E-6,0,0,0]
[1192,1.3812282734646579,6.9061413673232908,{"$f":"IF('Calculation Sheet'!$D$59=\"YES\",(Vcc_max-C1219)*ILIM_FINAL_TOL,(Vcc_max-C1219)*($AE$13+IF(C1219>=$AE$8,$AE$7,0)+(IF(C1219>=$AE$6,C1219,0)/$AE$5)+IF(C1219>$AE$10,($AE$9/C1219),0)))","v":2.546964495246177},2.5715124174609496,3.0782062893149611,0.40768032373729035,4.6404611968808851E-4,9.3356745476387282E-3,7.7126011989170351E-4,2.8098403708152455,0.10954835765169557,2.8573198117857856E-2,2.2164327459526234E-3,7.4145067555875244E-5,4.736410998651408E-5,47.372602883030858,1.0957112741335404,1.0957042051021937,1.107814763639644,0.19176388679103606,0.19176388679103606,0.19176388679103606,0.19176388679103606,null,null,27.470560788209514,null,null,6.9061413673232909E-6,0,0,0]
[1193,1.3823870220162222,6.9119351100811119,{"$f":"IF('Calculation Sheet'!$D$59=\"YES\",(Vcc_max-C1220)*ILIM_FINAL_TOL,(Vcc_max-C1220)*($AE$13+IF(C1220>=$AE$8,$AE$7,0)+(IF(C1220>=$AE$6,C1220,0)/$AE$5)+IF(C1220>$AE$10,($AE$9/C1220),0)))","v":2.5440676133337989},2.5686155361174667,3.0774784714834977,0.40786148269546185,4.6427803289983416E-4,9.340329399874836E-3,7.7038389600758705E-4,2.8069436216815995,0.10960153423568775,2.8587373245740011E-2,2.2175399327317713E-3,7.41821262955078E-5,4.7387783394636784E-5,47.362097947884763,1.0960805293448401,1.0960734592603014,1.1081857927069796,0.19185485454400197,0.19185485454400197,0.19185485454400197,0.19185485454400197,null,null,27.471620186681143,null,null,6.9119351100811122E-6,0,0,0]
[1194,1.3835457705677865,6.9177288528389331,{"$f":"IF('Calculation Sheet'!$D$59=\"YES\",(Vcc_max-C1221)*ILIM_FINAL_TOL,(Vcc_max-C1221)*($AE$13+IF(C1221>=$AE$8,$AE$7,0)+(IF(C1221>=$AE$6,C1221,0)/$AE$5)+IF(C1221>$AE$10,($AE$9/C1221),0)))","v":2.5411707313542862},2.5657186547068491,3.0767476819665736,0.40804238099883827,4.6450968226752209E-4,9.3449789297310737E-3,7.6950767210348658E-4,2.8040468710848039,0.10965464645888812,2.8601531988318829E-2,2.2186458586332947E-3,7.4219142883080735E-5,4.7411429876298428E-5,47.351581665685849,1.0964489535239421,1.0964418823928976,1.1085559792699278,0.19194570689364721,0.19194570689364721,0.19194570689364721,0.19194570689364721,null,null,27.472677970013891,null,null,6.9177288528389335E-6,0,0,0]
[1195,1.3847045191193508,6.9235225955967552,{"$f":"IF('Calculation Sheet'!$D$59=\"YES\",(Vcc_max-C1222)*ILIM_FINAL_TOL,(Vcc_max-C1222)*($AE$13+IF(C1222>=$AE$8,$AE$7,0)+(IF(C1222>=$AE$6,C1222,0)/$AE$5)+IF(C1222>$AE$10,($AE$9/C1222),0)))","v":2.5382738493076378},2.5628217732290968,3.0760139248353982,0.40822301866948685,4.6474106779115232E-4,9.3496231372167671E-3,7.6863144817895801E-4,2.8011501190402424,0.10970769432269867,2.8615674345685793E-2,2.2197505236580817E-3,7.425611731903814E-5,4.743504943149901E-5,47.341054049088044,1.0968165468822764,1.0968094747114088,1.1089253235456784,0.19203644384442686,0.19203644384442686,0.19203644384442686,0.19203644384442686,null,null,27.473734138404232,null,null,6.9235225955967548E-6,0,0,0]
[1196,1.3858632676709151,6.9293163383545764,{"$f":"IF('Calculation Sheet'!$D$59=\"YES\",(Vcc_max-C1223)*ILIM_FINAL_TOL,(Vcc_max-C1223)*($AE$13+IF(C1223>=$AE$8,$AE$7,0)+(IF(C1223>=$AE$6,C1223,0)/$AE$5)+IF(C1223>$AE$10,($AE$9/C1223),0)))","v":2.5353769671938551},2.5599248916842092,3.0752772041556038,0.4084033957294726,4.6497218947072483E-4,9.3542620223416861E-3,7.6775522423400133E-4,2.7982533655631285,0.10976067782852272,2.862980031793283E-2,2.2208539278065764E-3,7.4293049602935923E-5,4.7458642059794443E-5,47.330515110727802,1.0971833096312187,1.0971762364272075,1.1092938257513654,0.1921270654007956,0.1921270654007956,0.1921270654007956,0.1921270654007956,null,null,27.474788692048616,null,null,6.9293163383545761E-6,0,0,0]
[1197,1.3870220162224793,6.9351100811123976,{"$f":"IF('Calculation Sheet'!$D$59=\"YES\",(Vcc_max-C1224)*ILIM_FINAL_TOL,(Vcc_max-C1224)*($AE$13+IF(C1224>=$AE$8,$AE$7,0)+(IF(C1224>=$AE$6,C1224,0)/$AE$5)+IF(C1224>$AE$10,($AE$9/C1224),0)))","v":2.5324800850129372},2.5570280100721869,3.0745375239872526,0.4085835122008592,4.6520304730623963E-4,9.3588955851156008E-3,7.6687900026906064E-4,2.7953566106685086,0.10981359697776227,2.8643909905151865E-2,2.221956071079223E-3,7.4329939735218176E-5,4.7482207761628814E-5,47.319964863224165,1.0975492419820914,1.0975421677516126,1.1096614861040666,0.19221757156720809,0.19221757156720809,0.19221757156720809,0.19221757156720809,null,null,27.475841631143449,null,null,6.9351100811123974E-6,0,0,0]
[1198,1.3881807647740438,6.9409038238702205,{"$f":"IF('Calculation Sheet'!$D$59=\"YES\",(Vcc_max-C1225)*ILIM_FINAL_TOL,(Vcc_max-C1225)*($AE$13+IF(C1225>=$AE$8,$AE$7,0)+(IF(C1225>=$AE$6,C1225,0)/$AE$5)+IF(C1225>$AE$10,($AE$9/C1225),0)))","v":2.5295832027648841},2.554131128393029,3.0737948883848438,0.40876336810570812,4.6543364129769671E-4,9.363523825547837E-3,7.6600277628369184E-4,2.7924598543712627,0.10986645177182019,2.8658003107434826E-2,2.2230569534764655E-3,7.4366787715440807E-5,4.7505746537002125E-5,47.309403319178678,1.0979143441461627,1.0979072688958895,1.1100283048208039,0.19230796234811809,0.19230796234811809,0.19230796234811809,0.19230796234811809,null,null,27.476892955885084,null,null,6.9409038238702204E-6,0,0,0]
[1199,1.3893395133256081,6.9466975666280417,{"$f":"IF('Calculation Sheet'!$D$59=\"YES\",(Vcc_max-C1226)*ILIM_FINAL_TOL,(Vcc_max-C1226)*($AE$13+IF(C1226>=$AE$8,$AE$7,0)+(IF(C1226>=$AE$6,C1226,0)/$AE$5)+IF(C1226>$AE$10,($AE$9/C1226),0)))","v":2.5266863204496963},2.5512342466467368,3.0730493013973228,0.40894296346607861,4.6566397144554017E-4,9.3681467436486088E-3,7.6512655227789494E-4,2.7895630966861078,0.10991924221209937,2.8672079924873639E-2,2.2241565749991921E-3,7.4403593544047908E-5,4.7529258385914375E-5,47.2988304911756,1.0982786163346476,1.0982715400712493,1.1103942821185433,0.19239823774797982,0.19239823774797982,0.19239823774797982,0.19239823774797982,null,null,27.477942666469826,null,null,6.9466975666280417E-6,0,0,0]
[1200,1.3904982618771724,6.9524913093858629,{"$f":"IF('Calculation Sheet'!$D$59=\"YES\",(Vcc_max-C1227)*ILIM_FINAL_TOL,(Vcc_max-C1227)*($AE$13+IF(C1227>=$AE$8,$AE$7,0)+(IF(C1227>=$AE$6,C1227,0)/$AE$5)+IF(C1227>$AE$10,($AE$9/C1227),0)))","v":2.5237894380673738},2.5483373648333099,3.0723007670680871,0.40912229830402858,4.6589403774932592E-4,9.372764339427242E-3,7.6425032825166994E-4,2.7866663376275977,0.10997196830000178,2.8686140357559786E-2,2.2252549356474027E-3,7.4440357220595388E-5,4.7552743308365564E-5,47.28824639178174,1.0986420587587071,1.0986349814888496,1.1107594182141949,0.19248839777124749,0.19248839777124749,0.19248839777124749,0.19248839777124749,null,null,27.478990763093954,null,null,6.952491309385863E-6,0,0,0]
[1201,1.3916570104287367,6.958285052143685,{"$f":"IF('Calculation Sheet'!$D$59=\"YES\",(Vcc_max-C1228)*ILIM_FINAL_TOL,(Vcc_max-C1228)*($AE$13+IF(C1228>=$AE$8,$AE$7,0)+(IF(C1228>=$AE$6,C1228,0)/$AE$5)+IF(C1228>$AE$10,($AE$9/C1228),0)))","v":2.5208925556179165},2.5454404829527477,3.0715492894349952,0.4093013726416137,4.6612384020905395E-4,9.3773766128930625E-3,7.6337410420546092E-4,2.7837695772101263,0.1100246300369303,2.8700184405585638E-2,2.2263520354219857E-3,7.4477078745527336E-5,4.7576201304355692E-5,47.277651033546597,1.0990046716294481,1.0989975933597946,1.1111237133246126,0.19257844242237443,0.19257844242237443,0.19257844242237443,0.19257844242237443,null,null,27.480037245953717,null,null,6.9582850521436851E-6,0,0,0]
[1202,1.392815758980301,6.9640787949015062,{"$f":"IF('Calculation Sheet'!$D$59=\"YES\",(Vcc_max-C1229)*ILIM_FINAL_TOL,(Vcc_max-C1229)*($AE$13+IF(C1229>=$AE$8,$AE$7,0)+(IF(C1229>=$AE$6,C1229,0)/$AE$5)+IF(C1229>$AE$10,($AE$9/C1229),0)))","v":2.517995673101324},2.5425436010050508,3.0707948725303726,0.40948018650088835,4.6635337882516836E-4,9.3819835640562843E-3,7.624978801388238E-4,2.7808728154479287,0.11007722742428738,2.8714212069042677E-2,2.227447874323385E-3,7.4513758118399664E-5,4.7599632373884759E-5,47.267044429002368,1.0993664551579245,1.0993593758951343,1.1114871676665947,0.19266837170581441,0.19266837170581441,0.19266837170581441,0.19266837170581441,null,null,27.481082115245282,null,null,6.9640787949015064E-6,0,0,0]
[1203,1.3939745075318652,6.9698725376593273,{"$f":"IF('Calculation Sheet'!$D$59=\"YES\",(Vcc_max-C1230)*ILIM_FINAL_TOL,(Vcc_max-C1230)*($AE$13+IF(C1230>=$AE$8,$AE$7,0)+(IF(C1230>=$AE$6,C1230,0)/$AE$5)+IF(C1230>$AE$10,($AE$9/C1230),0)))","v":2.5150987905175972},2.5396467189902192,3.0700375203810215,0.40965873990390467,4.6658265359722506E-4,9.3865851929262334E-3,7.6162165605175858E-4,2.7779760523550836,0.11012976046347545,2.872822334802283E-2,2.2285424523520447E-3,7.4550395339212372E-5,4.7623036516508677E-5,47.256426590663956,1.0997274095551359,1.0997203293058653,1.1118497814568835,0.19275818562602076,0.19275818562602076,0.19275818562602076,0.19275818562602076,null,null,27.48212537116482,null,null,6.9698725376593277E-6,0,0,0]
[1204,1.3951332560834295,6.9756662804171485,{"$f":"IF('Calculation Sheet'!$D$59=\"YES\",(Vcc_max-C1231)*ILIM_FINAL_TOL,(Vcc_max-C1231)*($AE$13+IF(C1231>=$AE$8,$AE$7,0)+(IF(C1231>=$AE$6,C1231,0)/$AE$5)+IF(C1231>$AE$10,($AE$9/C1231),0)))","v":2.5122019078667348},2.5367498369082524,3.0692772370082269,0.40983703287271256,4.6681166452522405E-4,9.3911814995122356E-3,7.6074543194426525E-4,2.775079287945514,0.11018222915589648,2.8742218242618023E-2,2.2296357695088531E-3,7.4586990408409548E-5,4.7646413732671533E-5,47.245797531028991,1.1000875350320285,1.1000804538029303,1.1122115549121654,0.19284788418744681,0.19284788418744681,0.19284788418744681,0.19284788418744681,null,null,27.483167013908421,null,null,6.975666280417149E-6,0,0,0]
[1205,1.396292004634994,6.9814600231749715,{"$f":"IF('Calculation Sheet'!$D$59=\"YES\",(Vcc_max-C1232)*ILIM_FINAL_TOL,(Vcc_max-C1232)*($AE$13+IF(C1232>=$AE$8,$AE$7,0)+(IF(C1232>=$AE$6,C1232,0)/$AE$5)+IF(C1232>$AE$10,($AE$9/C1232),0)))","v":2.5093050251487372},2.5338529547591504,3.0685140264277635,0.41001506542936106,4.6704041160960941E-4,9.3957724838245049E-3,7.5986920781678791E-4,2.7721825222329888,0.11023463350295337,2.8756196752919738E-2,2.2307278257938101E-3,7.4623543325547104E-5,4.7669764022373329E-5,47.235157262577907,1.1004468317994947,1.1004397495972185,1.1125724882490708,0.19293746739454543,0.19293746739454543,0.19293746739454543,0.19293746739454543,null,null,27.48420704367215,null,null,6.9814600231749711E-6,0,0,0]
[1206,1.3974507531865583,6.9872537659327927,{"$f":"IF('Calculation Sheet'!$D$59=\"YES\",(Vcc_max-C1233)*ILIM_FINAL_TOL,(Vcc_max-C1233)*($AE$13+IF(C1233>=$AE$8,$AE$7,0)+(IF(C1233>=$AE$6,C1233,0)/$AE$5)+IF(C1233>$AE$10,($AE$9/C1233),0)))","v":2.5064081423636053},2.5309560725429137,3.0677478926499058,0.41019283759589609,4.6726889484993706E-4,9.4003581458723673E-3,7.5899298366888246E-4,2.7692857552311274,0.1102869735060481,2.8770158879019903E-2,2.2318186212078039E-3,7.4660054091069128E-5,4.7693087385614064E-5,47.224505797773908,1.1008053000683731,1.1007982168995651,1.1129325816841749,0.1930269352517695,0.1930269352517695,0.1930269352517695,0.1930269352517695,null,null,27.485245460652049,null,null,6.9872537659327924E-6,0,0,0]
[1207,1.3986095017381226,6.9930475086906139,{"$f":"IF('Calculation Sheet'!$D$59=\"YES\",(Vcc_max-C1234)*ILIM_FINAL_TOL,(Vcc_max-C1234)*($AE$13+IF(C1234>=$AE$8,$AE$7,0)+(IF(C1234>=$AE$6,C1234,0)/$AE$5)+IF(C1234>$AE$10,($AE$9/C1234),0)))","v":2.5035112595113387},2.5280591902595422,3.0669788396794333,0.41037034939436268,4.6749711424665108E-4,9.4049384856655927E-3,7.5811675950054891E-4,2.7663889869533977,0.11033924916658311,2.8784104621010886E-2,2.2329081557512787E-3,7.4696522704531532E-5,4.7716383822393738E-5,47.213843149063045,1.1011629400494491,1.1011558559207524,1.113291835433996,0.19311628776357193,0.19311628776357193,0.19311628776357193,0.19311628776357193,null,null,27.486282265044085,null,null,6.9930475086906137E-6,0,0,0]
[1208,1.3997682502896869,6.9988412514484359,{"$f":"IF('Calculation Sheet'!$D$59=\"YES\",(Vcc_max-C1235)*ILIM_FINAL_TOL,(Vcc_max-C1235)*($AE$13+IF(C1235>=$AE$8,$AE$7,0)+(IF(C1235>=$AE$6,C1235,0)/$AE$5)+IF(C1235>$AE$10,($AE$9/C1235),0)))","v":2.5006143765919364},2.525162307909036,3.0662068715156394,0.4105476008468032,4.6772506979975148E-4,9.409513503213951E-3,7.5724053531223134E-4,2.7634922174131189,0.11039146048596082,2.8798033978984172E-2,2.2339964294246784E-3,7.4732949166378404E-5,4.7739653332712351E-5,47.203169328874175,1.1015197519534543,1.1015126668715083,1.1136502497149974,0.19320552493440513,0.19320552493440513,0.19320552493440513,0.19320552493440513,null,null,27.487317457044213,null,null,6.9988412514484358E-6,0,0,0]
[1209,1.4009269988412512,7.0046349942062571,{"$f":"IF('Calculation Sheet'!$D$59=\"YES\",(Vcc_max-C1236)*ILIM_FINAL_TOL,(Vcc_max-C1236)*($AE$13+IF(C1236>=$AE$8,$AE$7,0)+(IF(C1236>=$AE$6,C1236,0)/$AE$5)+IF(C1236>$AE$10,($AE$9/C1236),0)))","v":2.4977174936054003},2.5222654254913945,3.0654319921523374,0.41072459197525912,4.6795276150879417E-4,9.4140831985267681E-3,7.5636431110348568E-4,2.7605954466234639,0.11044360746558324,2.8811946953031686E-2,2.2350834422284471E-3,7.4769333476165656E-5,4.7762895916569903E-5,47.192484349619093,1.1018757359910665,1.1018686499625074,1.1140078247435863,0.19329464676872155,0.19329464676872155,0.19329464676872155,0.19329464676872155,null,null,27.488351036848321,null,null,7.0046349942062571E-6,0,0,0]
[1210,1.4020857473928154,7.0104287369640783,{"$f":"IF('Calculation Sheet'!$D$59=\"YES\",(Vcc_max-C1237)*ILIM_FINAL_TOL,(Vcc_max-C1237)*($AE$13+IF(C1237>=$AE$8,$AE$7,0)+(IF(C1237>=$AE$6,C1237,0)/$AE$5)+IF(C1237>$AE$10,($AE$9/C1237),0)))","v":2.4948206105517285},2.5193685430066184,3.0646542055778698,0.41090132280176928,4.6818018937422323E-4,9.4186475716138141E-3,7.554880868743119E-4,2.7576986745974601,0.11049569010685278,2.8825843543244911E-2,2.2361691941630291E-3,7.4805675633893287E-5,4.7786111573522305E-5,47.181788223692436,1.1022308923729098,1.1022238054043709,1.1143645607361141,0.19338365327097318,0.19338365327097318,0.19338365327097318,0.19338365327097318,null,null,27.489383004652268,null,null,7.0104287369640784E-6,0,0,0]
[1211,1.4032444959443797,7.0162224797218995,{"$f":"IF('Calculation Sheet'!$D$59=\"YES\",(Vcc_max-C1238)*ILIM_FINAL_TOL,(Vcc_max-C1238)*($AE$13+IF(C1238>=$AE$8,$AE$7,0)+(IF(C1238>=$AE$6,C1238,0)/$AE$5)+IF(C1238>$AE$10,($AE$9/C1238),0)))","v":2.4919237274309216},2.5164716604547075,3.0638735157751147,0.41107779334837113,4.6840735339603867E-4,9.4232066224848587E-3,7.5461186262471003E-4,2.7548019013479919,0.11054770841117145,2.8839723749716217E-2,2.2372536852288682E-3,7.4841975640005387E-5,4.7809300304013647E-5,47.171080963471809,1.1025852213095553,1.1025781334076659,1.1147204579088767,0.19347254444561202,0.19347254444561202,0.19347254444561202,0.19347254444561202,null,null,27.490413360651875,null,null,7.0162224797218997E-6,0,0,0]
[1212,1.404403244495944,7.0220162224797216,{"$f":"IF('Calculation Sheet'!$D$59=\"YES\",(Vcc_max-C1239)*ILIM_FINAL_TOL,(Vcc_max-C1239)*($AE$13+IF(C1239>=$AE$8,$AE$7,0)+(IF(C1239>=$AE$6,C1239,0)/$AE$5)+IF(C1239>$AE$10,($AE$9/C1239),0)))","v":2.4890268442429804},2.5135747778356614,3.0630899267214931,0.41125400363709996,4.686342535737964E-4,9.4277603511492281E-3,7.5373563835512414E-4,2.7519051268878014,0.11059966237994168,2.8853587572537087E-2,2.2383369154268529E-3,7.4878233494057866E-5,4.7832462108043927E-5,47.160362581317749,1.1029387230115197,1.1029316341829063,1.1150755164781139,0.19356132029709006,0.19356132029709006,0.19356132029709006,0.19356132029709006,null,null,27.491442105042918,null,null,7.0220162224797218E-6,0,0,0]
[1213,1.4055619930475085,7.0278099652375436,{"$f":"IF('Calculation Sheet'!$D$59=\"YES\",(Vcc_max-C1240)*ILIM_FINAL_TOL,(Vcc_max-C1240)*($AE$13+IF(C1240>=$AE$8,$AE$7,0)+(IF(C1240>=$AE$6,C1240,0)/$AE$5)+IF(C1240>$AE$10,($AE$9/C1240),0)))","v":2.4861299609879035},2.5106778951494801,3.062303442388977,0.41142995368998925,4.688608899079405E-4,9.432308757616692E-3,7.5285941406511014E-4,2.7490083512294898,0.11065155201456545,2.8867435011799447E-2,2.239418884757427E-3,7.4914449196494814E-5,4.7855596985613147E-5,47.149633089573776,1.1032913976892669,1.1032843079405525,1.1154297366600097,0.19364998082985929,0.19364998082985929,0.19364998082985929,0.19364998082985929,null,null,27.492469238021126,null,null,7.0278099652375439E-6,0,0,0]
[1214,1.4067207415990728,7.0336037079953648,{"$f":"IF('Calculation Sheet'!$D$59=\"YES\",(Vcc_max-C1241)*ILIM_FINAL_TOL,(Vcc_max-C1241)*($AE$13+IF(C1241>=$AE$8,$AE$7,0)+(IF(C1241>=$AE$6,C1241,0)/$AE$5)+IF(C1241>$AE$10,($AE$9/C1241),0)))","v":2.4832330776656923},2.5077810123961641,3.0615140667440972,0.41160564352907025,4.6908726239847098E-4,9.4368518418970204E-3,7.5198318975466805E-4,2.7461115743855209,0.11070337731644475,2.8881266067595224E-2,2.2404995932210348E-3,7.4950622746872142E-5,4.7878704936721306E-5,47.138892500566435,1.1036432455532068,1.1036361548910112,1.1157831186706926,0.19373852604837083,0.19373852604837083,0.19373852604837083,0.19373852604837083,null,null,27.493494759782195,null,null,7.0336037079953652E-6,0,0,0]
[1215,1.4078794901506371,7.039397450753186,{"$f":"IF('Calculation Sheet'!$D$59=\"YES\",(Vcc_max-C1242)*ILIM_FINAL_TOL,(Vcc_max-C1242)*($AE$13+IF(C1242>=$AE$8,$AE$7,0)+(IF(C1242>=$AE$6,C1242,0)/$AE$5)+IF(C1242>$AE$10,($AE$9/C1242),0)))","v":2.4803361942763464},2.5048841295757134,3.06072180374795,0.41178107317637291,4.6931337104538784E-4,9.4413896039995393E-3,7.5110696542424193E-4,2.7432147963682194,0.11075513828698202,2.8895080740015899E-2,2.2415790408181202E-3,7.4986754145633938E-5,4.7901785961368404E-5,47.128140826605254,1.1039942668136957,1.1039871752446353,1.1161356627262353,0.19382695595707577,0.19382695595707577,0.19382695595707577,0.19382695595707577,null,null,27.494518670521764,null,null,7.0393974507531857E-6,0,0,0]
[1216,{"$f":"($AE$11/2000)*(A1243)","v":1.4090382387022014},{"$f":"$AE$13*B1243*10^-3/($AE$4*10^-6)","v":7.0451911935110072},{"$f":"IF('Calculation Sheet'!$D$59=\"YES\",(Vcc_max-C1243)*ILIM_FINAL_TOL,(Vcc_max-C1243)*($AE$13+IF(C1243>=$AE$8,$AE$7,0)+(IF(C1243>=$AE$6,C1243,0)/$AE$5)+IF(C1243>$AE$10,($AE$9/C1243),0)))","v":2.4774393108198658},2.5019872466881279,3.0599266573562045,0.41195624265392539,4.6953921584869107E-4,9.4459220439344627E-3,7.5023074107294363E-4,2.7403180171897752,0.11080683492757881,2.8908879029153844E-2,2.2426572275491274E-3,7.5022843392336114E-5,4.7924840059110352E-5,47.117378079982892,1.1043444616810369,1.1043373692117247,1.1164873690426549,0.19391527056042568,0.19391527056042568,0.19391527056042568,0.19391527056042568,null,null,27.49554097043546,null,null,{"$f":"IF(C1243>=$AE$6,C1243,0)/$AE$5","v":7.045191193511007E-6},{"$f":"IF(C1243>=$AE$8,$AE$7,0)","v":0},{"$f":"IF(C1243>$AE$10,($AE$9/C1243),0)","v":0},{"$f":"(Q1243-AA1243)*IF((Vcc_max-C1243)>$F$4,1,0)","v":0}]
[1217,1.4101969872537656,7.0509849362688284,{"$f":"IF('Calculation Sheet'!$D$59=\"YES\",(Vcc_max-C1244)*ILIM_FINAL_TOL,(Vcc_max-C1244)*($AE$13+IF(C1244>=$AE$8,$AE$7,0)+(IF(C1244>=$AE$6,C1244,0)/$AE$5)+IF(C1244>$AE$10,($AE$9/C1244),0)))","v":2.4745424272962495},{"$f":"(D1243+((((EXP(-(B1244-B1243)*10^-3/$F$14)))*(E1243-D1243))))","v":2.4990903637334076},{"$f":"(D1243+((((EXP(-(B1244-B1243)*10^-3/$F$15)))*(F1243-D1243))))","v":3.0591286315191106},{"$f":"(D1243+((((EXP(-(B1244-B1243)*10^-3/$F$16)))*(G1243-D1243))))","v":0.41213115198375316},{"$f":"(D1243+((((EXP(-(B1244-B1243)*10^-3/$F$17)))*(H1243-D1243))))","v":4.6976479680838068E-4},{"$f":"(D1243+((((EXP(-(B1244-B1243)*10^-3/$F$18)))*(I1243-D1243))))","v":9.4504491617111164E-3},{"$f":"(D1243+((((EXP(-(B1244-B1243)*10^-3/$F$19)))*(JX1243-D1243))))","v":7.4935451670166131E-4},{"$f":"(D1243+((((EXP(-(B1244-B1243)*10^-3/$F$20)))*(K1243-D1243))))","v":2.7374212368622439},{"$f":"(D1243+((((EXP(-(B1244-B1243)*10^-3/$F$21)))*(L1243-D1243))))","v":0.11085846723963755},{"$f":"(D1243+((((EXP(-(B1244-B1243)*10^-3/$F$22)))*(M1243-D1243))))","v":2.8922660935100541E-2},2.2437341534149446E-3,7.5058890487422758E-5,4.7947867230391239E-5,47.106604272975048,{"$f":"(D1243+((((EXP(-(B1244-B1243)*10^-3/$B$14)))*(R1243-D1243))))","v":1.1046938303654796},{"$f":"(D1243+((((EXP(-(B1244-B1243)*10^-3/$B$15)))*(S1243-D1243))))","v":1.1046867370025255},{"$f":"(D1243+((((EXP(-(B1244-B1243)*10^-3/$B$16)))*(T1243-D1243))))","v":1.1168382378359127},{"$f":"(D1243+((((EXP(-(B1244-B1243)*10^-3/$B$17)))*(U1243-D1243))))","v":0.19400346986287165},{"$f":"(D1243+((((EXP(-(B1244-B1243)*10^-3/$B$18)))*(V1243-D1243))))","v":0.19400346986287165},0.19400346986287165,0.19400346986287165,null,null,27.496561659718832,null,null,7.0509849362688283E-6,0,0,0]
[1218,1.4113557358053299,7.0567786790266496,{"$f":"IF('Calculation Sheet'!$D$59=\"YES\",(Vcc_max-C1245)*ILIM_FINAL_TOL,(Vcc_max-C1245)*($AE$13+IF(C1245>=$AE$8,$AE$7,0)+(IF(C1245>=$AE$6,C1245,0)/$AE$5)+IF(C1245>$AE$10,($AE$9/C1245),0)))","v":2.4716455437054989},2.4961934807115522,3.0583277301815066,0.41230580118788085,4.6999011392445667E-4,9.4549709573388263E-3,7.4847829231039498E-4,2.7345244553975481,0.11091003522456022,2.8936426457947917E-2,{"$f":"(D1244+((((EXP(-(B1245-B1244)*10^-3/$F$23)))*(N1244-D1244))))","v":2.2448098184160159E-3},{"$f":"(D1244+((((EXP(-(B1245-B1244)*10^-3/$F$24)))*(O1244-D1244))))","v":7.5094895430449782E-5},{"$f":"(D1244+((((EXP(-(B1245-B1244)*10^-3/$F$25)))*(P1244-D1244))))","v":4.7970867475211065E-5},{"$f":"$C$6+(E1245*$G$14)+(F1245*$G$15)+(G1245*$G$16)+(H1245*$G$17)+(I1245*$G$18)+(J1245*$G$19)+(K1245*$G$20)+(L1245*$G$21)+(M1245*$G$22)","v":47.095819417840559},1.1050423730772199,1.1050352788272302,1.1171882693219144,0.1940915538688639,0.1940915538688639,{"$f":"(D1244+((((EXP(-(B1245-B1244)*10^-3/$B$19)))*(W1244-D1244))))","v":0.1940915538688639},{"$f":"(D1244+((((EXP(-(B1245-B1244)*10^-3/$B$20)))*(X1244-D1244))))","v":0.1940915538688639},null,null,{"$f":"$C$6+(R1245*$C$14)+(S1245*$C$15)+(T1245*$C$16)+(U1245*$C$17)+(V1245*$C$18)+(W1245*$C$19)+(X1245*$C$20)","v":27.497580738567422},null,null,7.0567786790266495E-6,0,0,0]
[1219,1.4125144843568942,7.0625724217844716,{"$f":"IF('Calculation Sheet'!$D$59=\"YES\",(Vcc_max-C1246)*ILIM_FINAL_TOL,(Vcc_max-C1246)*($AE$13+IF(C1246>=$AE$8,$AE$7,0)+(IF(C1246>=$AE$6,C1246,0)/$AE$5)+IF(C1246>$AE$10,($AE$9/C1246),0)))","v":2.4687486600476127},2.4932965976225621,3.0575239572828257,0.41248019028833083,4.7021516719691903E-4,9.4594874308278065E-3,7.4760206789825645E-4,2.7316276728074786,0.11096153888374838,2.8950175597787897E-2,2.2458842225523412E-3,7.5130858221417185E-5,4.7993840793569831E-5,47.085023526821317,1.1053900900264,1.1053829948959781,1.1175374637165096,0.19417952258285354,0.19417952258285354,0.19417952258285354,0.19417952258285354,null,null,27.498598207176702,null,null,7.0625724217844717E-6,0,0,0]
[1220,1.4136732329084585,7.0683661645422928,{"$f":"IF('Calculation Sheet'!$D$59=\"YES\",(Vcc_max-C1247)*ILIM_FINAL_TOL,(Vcc_max-C1247)*($AE$13+IF(C1247>=$AE$8,$AE$7,0)+(IF(C1247>=$AE$6,C1247,0)/$AE$5)+IF(C1247>$AE$10,($AE$9/C1247),0)))","v":2.4658517763225922},2.4903997144664367,3.056717316757104,0.41265431930712326,4.7043995662576776E-4,9.4639985821873829E-3,7.4672584346613391E-4,2.728730889103697,0.11101297821860401,2.8963908354712409E-2,2.2469573658248088E-3,7.5166778860769057E-5,4.8016787185467535E-5,47.074216612142493,1.1057369814231093,1.1057298854188549,1.117885821235493,0.19426737600929123,0.19426737600929123,0.19426737600929123,0.19426737600929123,null,null,27.499614065742122,null,null,7.068366164542293E-6,0,0,0]
[1221,1.414831981460023,7.0741599073001149,{"$f":"IF('Calculation Sheet'!$D$59=\"YES\",(Vcc_max-C1248)*ILIM_FINAL_TOL,(Vcc_max-C1248)*($AE$13+IF(C1248>=$AE$8,$AE$7,0)+(IF(C1248>=$AE$6,C1248,0)/$AE$5)+IF(C1248>$AE$10,($AE$9/C1248),0)))","v":2.4629548925304361},2.4875028312431762,3.0559078125329879,0.41282818826627699,4.7066448221100288E-4,9.4685044114273254E-3,7.4584961901358326E-4,2.7258341042977348,0.11106435323052954,2.8977624728812934E-2,2.2480292482343067E-3,7.5202657348061308E-5,4.8039706650904179E-5,47.063398686012356,1.1060830474773831,1.106075950605893,1.1182333420946031,0.19435511415262674,0.19435511415262674,0.19435511415262674,0.19435511415262674,null,null,27.500628314459082,null,null,7.0741599073001151E-6,0,0,0]
[1222,1.4159907300115873,7.079953650057937,{"$f":"IF('Calculation Sheet'!$D$59=\"YES\",(Vcc_max-C1249)*ILIM_FINAL_TOL,(Vcc_max-C1249)*($AE$13+IF(C1249>=$AE$8,$AE$7,0)+(IF(C1249>=$AE$6,C1249,0)/$AE$5)+IF(C1249>$AE$10,($AE$9/C1249),0)))","v":2.4600580086711452},2.4846059479527809,3.0550954485337423,0.41300179718780816,4.7088874395262437E-4,9.4730049185569598E-3,7.4497339454104861E-4,2.7229373184009993,0.11111566392092609,2.8991324720181399E-2,2.2490998697808351E-3,7.5238493683738028E-5,4.8062599189435673E-5,47.05256976062244,1.1064282883992034,1.1064211906670709,1.1185800265095232,0.1944427370173103,0.1944427370173103,0.1944427370173103,0.1944427370173103,null,null,27.501640953522941,null,null,7.0799536500579372E-6,0,0,0]
[1223,1.4171494785631515,7.0857473928157582,{"$f":"IF('Calculation Sheet'!$D$59=\"YES\",(Vcc_max-C1250)*ILIM_FINAL_TOL,(Vcc_max-C1250)*($AE$13+IF(C1250>=$AE$8,$AE$7,0)+(IF(C1250>=$AE$6,C1250,0)/$AE$5)+IF(C1250>$AE$10,($AE$9/C1250),0)))","v":2.45716112474472},2.4817090645952509,3.0542802286772561,0.41317514609373207,4.7111274185063223E-4,9.4775001035860562E-3,7.4409717004764175E-4,2.7200405314247695,0.11116691029119607,2.9005008328909732E-2,2.250169230464838E-3,7.5274287867355127E-5,4.8085464801506106E-5,47.041729848147476,1.1067727043984992,1.1067656058123141,1.1189258746958803,0.19453024460779211,0.19453024460779211,0.19453024460779211,0.19453024460779211,null,null,27.502651983129013,null,null,7.0857473928157585E-6,0,0,0]
[1224,1.4183082271147158,7.0915411355735793,{"$f":"IF('Calculation Sheet'!$D$59=\"YES\",(Vcc_max-C1251)*ILIM_FINAL_TOL,(Vcc_max-C1251)*($AE$13+IF(C1251>=$AE$8,$AE$7,0)+(IF(C1251>=$AE$6,C1251,0)/$AE$5)+IF(C1251>$AE$10,($AE$9/C1251),0)))","v":2.4542642407511597},2.4788121811705861,3.0534621568760505,0.41334823500606133,4.7133647590547056E-4,9.4819899665243845E-3,7.4322094553425089E-4,2.7171437433802015,0.11121809234274105,2.9018675555089857E-2,2.2512373302872035E-3,7.5310039899356696E-5,4.8108303487115478E-5,47.030878960745504,1.1071162956851455,1.1071091962514945,1.1192708868692467,0.19461763692852196,0.19461763692852196,0.19461763692852196,0.19461763692852196,null,null,27.503661403472584,null,null,7.091541135573579E-6,0,0,0]
[1225,1.4194669756662801,7.0973348783314005,{"$f":"IF('Calculation Sheet'!$D$59=\"YES\",(Vcc_max-C1252)*ILIM_FINAL_TOL,(Vcc_max-C1252)*($AE$13+IF(C1252>=$AE$8,$AE$7,0)+(IF(C1252>=$AE$6,C1252,0)/$AE$5)+IF(C1252>$AE$10,($AE$9/C1252),0)))","v":2.4513673566904646},2.4759152976787862,3.0526412370372871,0.41352106394680721,4.7155994611669527E-4,9.4864745073817147E-3,7.4234472100087601E-4,2.7142469542783276,0.11126921007696255,2.9032326398813701E-2,2.2523041692483758E-3,7.5345749779298643E-5,4.8131115246263789E-5,47.020017110557809,1.1074590624689642,1.1074519621944308,1.1196150632451385,0.19470491398394918,0.19470491398394918,0.19470491398394918,0.19470491398394918,null,null,27.504669214748883,null,null,7.0973348783314003E-6,0,0,0]
[1226,1.4206257242178444,7.1031286210892226,{"$f":"IF('Calculation Sheet'!$D$59=\"YES\",(Vcc_max-C1253)*ILIM_FINAL_TOL,(Vcc_max-C1253)*($AE$13+IF(C1253>=$AE$8,$AE$7,0)+(IF(C1253>=$AE$6,C1253,0)/$AE$5)+IF(C1253>$AE$10,($AE$9/C1253),0)))","v":2.4484704725626338},2.4730184141198515,3.0518174730627741,0.41369363293797923,4.7178315248430636E-4,9.4909537261673727E-3,7.4146849644662893E-4,2.7113501641300592,0.11132026349526258,2.9045960860172748E-2,2.253369747348799E-3,7.538141750718097E-5,4.815390007895104E-5,47.009144309709022,1.1078010049597238,1.1077939038508882,1.1199584040390165,0.19479207577852353,0.19479207577852353,0.19479207577852353,0.19479207577852353,null,null,27.505675417153107,null,null,7.1031286210892224E-6,0,0,0]
[1227,1.4217844727694087,7.1089223638470438,{"$f":"IF('Calculation Sheet'!$D$59=\"YES\",(Vcc_max-C1254)*ILIM_FINAL_TOL,(Vcc_max-C1254)*($AE$13+IF(C1254>=$AE$8,$AE$7,0)+(IF(C1254>=$AE$6,C1254,0)/$AE$5)+IF(C1254>$AE$10,($AE$9/C1254),0)))","v":2.4455735883676692},2.4701215304937816,3.0509908688489737,0.41386594200158466,4.7200609500874791E-4,9.4954276228911283E-3,7.4059227187239784E-4,2.7084533729461873,0.11137125259904268,2.9059578939258923E-2,2.2544340645889172E-3,7.5417043083447766E-5,4.8176657985177229E-5,46.998260570307075,1.1081421233671396,1.1081350214305783,1.1203009094662857,0.19487912231669391,0.19487912231669391,0.19487912231669391,0.19487912231669391,null,null,27.506680010880405,null,null,7.1089223638470437E-6,0,0,0]
[1228,1.422943221320973,7.114716106604865,{"$f":"IF('Calculation Sheet'!$D$59=\"YES\",(Vcc_max-C1255)*ILIM_FINAL_TOL,(Vcc_max-C1255)*($AE$13+IF(C1255>=$AE$8,$AE$7,0)+(IF(C1255>=$AE$6,C1255,0)/$AE$5)+IF(C1255>$AE$10,($AE$9/C1255),0)))","v":2.442676704105569},2.467224646800577,3.0501614282870113,0.41403799115962858,4.7222877368957583E-4,9.4998961975627516E-3,7.3971604727773865E-4,2.7055565807373836,0.11142217738970484,2.9073180636164153E-2,2.2554971209696184E-3,7.5452626507654941E-5,4.8199388964498269E-5,46.987365904443337,1.108482417900873,1.1084753151431597,1.1206425797422959,0.19496605360290964,0.19496605360290964,0.19496605360290964,0.19496605360290964,null,null,27.507682996125901,null,null,7.114716106604865E-6,0,0,0]
[1229,1.4241019698725375,7.1205098493626879,{"$f":"IF('Calculation Sheet'!$D$59=\"YES\",(Vcc_max-C1256)*ILIM_FINAL_TOL,(Vcc_max-C1256)*($AE$13+IF(C1256>=$AE$8,$AE$7,0)+(IF(C1256>=$AE$6,C1256,0)/$AE$5)+IF(C1256>$AE$10,($AE$9/C1256),0)))","v":2.4397798197763336},2.4643277630402372,3.0493291552626798,0.41420978043411516,4.7245118852723422E-4,9.5043594501915685E-3,7.3883982266265136E-4,2.7026597875142024,0.11147303786865015,2.9086765950980364E-2,2.2565589164909028E-3,7.5488167780246584E-5,4.8222093017358247E-5,46.976460324192487,1.1088218887705326,1.1088147851982375,1.1209834150823412,0.19505286964161961,0.19505286964161961,0.19505286964161961,0.19505286964161961,null,null,27.508684373084652,null,null,7.120509849362688E-6,0,0,0]
[1230,1.4252607184241017,7.1263035921205091,{"$f":"IF('Calculation Sheet'!$D$59=\"YES\",(Vcc_max-C1257)*ILIM_FINAL_TOL,(Vcc_max-C1257)*($AE$13+IF(C1257>=$AE$8,$AE$7,0)+(IF(C1257>=$AE$6,C1257,0)/$AE$5)+IF(C1257>$AE$10,($AE$9/C1257),0)))","v":2.4368829353799639},2.4614308792127626,3.0484940536564493,0.41438130984704591,4.7267333952127899E-4,9.5088173807873488E-3,7.3796359802758005E-4,2.6997629932870826,0.11152383403728061,2.9100334883799484E-2,2.2576194511536585E-3,7.5523666900778608E-5,4.8244770143757165E-5,46.965543841612664,1.1091605361856733,1.1091534318053635,1.1213234157016603,0.1951395704372727,0.1951395704372727,0.1951395704372727,0.1951395704372727,null,null,27.509684141951681,null,null,7.1263035921205093E-6,0,0,0]
[1231,1.426419466975666,7.1320973348783303,{"$f":"IF('Calculation Sheet'!$D$59=\"YES\",(Vcc_max-C1258)*ILIM_FINAL_TOL,(Vcc_max-C1258)*($AE$13+IF(C1258>=$AE$8,$AE$7,0)+(IF(C1258>=$AE$6,C1258,0)/$AE$5)+IF(C1258>$AE$10,($AE$9/C1258),0)))","v":2.433986050916459},2.4585339953181533,3.047656127343473,0.41455257942042101,4.7289522667215422E-4,9.5132699893598627E-3,7.3708737337208063E-4,2.6968661980663464,0.11157456589699777,2.9113887434712993E-2,2.2586787249583296E-3,7.555912386925101E-5,4.8267420343695022E-5,46.954616468745435,1.1094983603557971,1.1094912551740361,1.1216625818154362,0.19522615599431736,0.19522615599431736,0.19522615599431736,0.19522615599431736,null,null,27.510682302921996,null,null,7.1320973348783305E-6,0,0,0]
[1232,1.4275782155272303,7.1378910776361524,{"$f":"IF('Calculation Sheet'!$D$59=\"YES\",(Vcc_max-C1259)*ILIM_FINAL_TOL,(Vcc_max-C1259)*($AE$13+IF(C1259>=$AE$8,$AE$7,0)+(IF(C1259>=$AE$6,C1259,0)/$AE$5)+IF(C1259>$AE$10,($AE$9/C1259),0)))","v":2.4310891663858194},2.4556371113564093,3.0468153801935958,0.41472358917623797,4.7311684997941583E-4,9.5177172759188799E-3,7.3621114869615312E-4,2.6939694018622036,0.11162523344920317,2.9127423603812819E-2,2.2597367379053601E-3,7.5594538686107882E-5,4.8290043617171818E-5,46.943678217615826,1.1098353614903522,1.1098282555137005,1.1220009136387967,0.19531262631720203,0.19531262631720203,0.19531262631720203,0.19531262631720203,null,null,27.511678856190528,null,null,7.1378910776361527E-6,0,0,0]
[1233,1.4287369640787946,7.1436848203939736,{"$f":"IF('Calculation Sheet'!$D$59=\"YES\",(Vcc_max-C1260)*ILIM_FINAL_TOL,(Vcc_max-C1260)*($AE$13+IF(C1260>=$AE$8,$AE$7,0)+(IF(C1260>=$AE$6,C1260,0)/$AE$5)+IF(C1260>$AE$10,($AE$9/C1260),0)))","v":2.4281922817880446},2.4527402273275301,3.0459718160713596,0.41489433913649343,4.7333820944350791E-4,9.5221592404737265E-3,7.353349239997975E-4,2.6910726046847508,0.11167583669529835,2.9140943391190888E-2,2.2607934899951942E-3,7.5629911350905132E-5,4.8312639963743464E-5,46.932729100232372,1.110171539798734,1.1101644330337483,1.1223384113868138,0.19539898141037471,0.19539898141037471,0.19539898141037471,0.19539898141037471,null,null,27.512673801952186,null,null,7.143684820393974E-6,0,0,0]
[1234,1.4298957126303589,7.1494785631517948,{"$f":"IF('Calculation Sheet'!$D$59=\"YES\",(Vcc_max-C1261)*ILIM_FINAL_TOL,(Vcc_max-C1261)*($AE$13+IF(C1261>=$AE$8,$AE$7,0)+(IF(C1261>=$AE$6,C1261,0)/$AE$5)+IF(C1261>$AE$10,($AE$9/C1261),0)))","v":2.4252953971231355},2.4498433432315161,3.0451254388360129,0.41506482932318178,4.7355930506398636E-4,9.5265958830341724E-3,7.3445869928345786E-4,2.6881758065439736,0.11172637563668486,2.9154446796939126E-2,2.261848981228276E-3,7.5665241864086852E-5,4.833520938385405E-5,46.921769128587108,1.1105068954902841,1.1104997879435186,1.1226750752745043,0.19548522127828383,0.19548522127828383,0.19548522127828383,0.19548522127828383,null,null,27.513667140401825,null,null,7.1494785631517944E-6,0,0,0]
[1235,1.4310544611819231,7.1552723059096159,{"$f":"IF('Calculation Sheet'!$D$59=\"YES\",(Vcc_max-C1262)*ILIM_FINAL_TOL,(Vcc_max-C1262)*($AE$13+IF(C1262>=$AE$8,$AE$7,0)+(IF(C1262>=$AE$6,C1262,0)/$AE$5)+IF(C1262>$AE$10,($AE$9/C1262),0)))","v":2.4223985123910912},2.4469464590683669,3.0442762523415166,0.41523505975829522,4.7378013684129527E-4,9.5310272036095434E-3,7.3358247454669012E-4,2.6852790074497479,0.11177685027476381,2.9167933821149017E-2,2.2629032116054937E-3,7.5700530225208951E-5,4.8357751877503574E-5,46.91079831465558,1.1108414287742914,1.1108343204522961,1.1230109055168296,0.19557134592537695,0.19557134592537695,0.19557134592537695,0.19557134592537695,null,null,27.51465887173428,null,null,7.1552723059096157E-6,0,0,0]
[1236,1.4322132097334876,7.1610660486674389,{"$f":"IF('Calculation Sheet'!$D$59=\"YES\",(Vcc_max-C1263)*ILIM_FINAL_TOL,(Vcc_max-C1263)*($AE$13+IF(C1263>=$AE$8,$AE$7,0)+(IF(C1263>=$AE$6,C1263,0)/$AE$5)+IF(C1263>$AE$10,($AE$9/C1263),0)))","v":2.4195016275919112},2.4440495748380826,3.0434242604365505,0.41540503046382504,4.7400070477543466E-4,9.5354532022100535E-3,7.3270624978949428E-4,2.6823822074118393,0.11182726061093717,2.918140446391293E-2,2.2639561811272912E-3,7.5735776434715518E-5,4.8380267444692038E-5,46.89981667039698,1.1111751398599909,1.1111680307693135,1.1233459023286956,0.19565735535610207,0.19565735535610207,0.19565735535610207,0.19565735535610207,null,null,27.515648996144321,null,null,7.1610660486674387E-6,0,0,0]
[1237,1.4333719582850519,7.1668597914252601,{"$f":"IF('Calculation Sheet'!$D$59=\"YES\",(Vcc_max-C1264)*ILIM_FINAL_TOL,(Vcc_max-C1264)*($AE$13+IF(C1264>=$AE$8,$AE$7,0)+(IF(C1264>=$AE$6,C1264,0)/$AE$5)+IF(C1264>$AE$10,($AE$9/C1264),0)))","v":2.416604742725597},2.441152690540664,3.0425694669645234,0.41557474146175899,4.742210088664045E-4,9.5398738788450288E-3,7.3183002501231442E-4,2.6794854064399081,0.11187760664660606,2.9194858725322348E-2,2.2650078897936687E-3,7.5770980492162465E-5,4.8402756085419441E-5,46.888824207753999,1.1115080289565651,1.1115009191037493,1.1236800659249526,0.19574324957490674,0.19574324957490674,0.19574324957490674,0.19574324957490674,null,null,27.516637513826705,null,null,7.16685979142526E-6,0,0,0]
[1238,1.4345307068366162,7.1726535341830813,{"$f":"IF('Calculation Sheet'!$D$59=\"YES\",(Vcc_max-C1265)*ILIM_FINAL_TOL,(Vcc_max-C1265)*($AE$13+IF(C1265>=$AE$8,$AE$7,0)+(IF(C1265>=$AE$6,C1265,0)/$AE$5)+IF(C1265>$AE$10,($AE$9/C1265),0)))","v":2.4137078577921485},2.4382558061761102,3.0417118757635775,0.41574419277408436,4.7444104911376073E-4,9.5442892335242391E-3,7.3095380021470646E-4,2.6765886045435066,0.11192788838317158,2.9208296605468753E-2,2.2660583376055143E-3,7.5806142397549792E-5,4.8425217799685782E-5,46.877820938652988,1.1118400962731427,1.1118329856647289,1.124013396520396,0.19582902858623807,0.19582902858623807,0.19582902858623807,0.19582902858623807,null,null,27.517624424976109,null,null,7.1726535341830813E-6,0,0,0]
[1239,1.4356894553881805,7.1784472769409033,{"$f":"IF('Calculation Sheet'!$D$59=\"YES\",(Vcc_max-C1266)*ILIM_FINAL_TOL,(Vcc_max-C1266)*($AE$13+IF(C1266>=$AE$8,$AE$7,0)+(IF(C1266>=$AE$6,C1266,0)/$AE$5)+IF(C1266>$AE$10,($AE$9/C1266),0)))","v":2.4108109727915639},2.4353589217444216,3.0408514906665962,0.41591338442278625,4.7466082551794742E-4,9.5486992662570103E-3,7.300775753966704E-4,2.6736918017320819,0.11197810582203527,2.9221718104444516E-2,2.2671075245637162E-3,7.5841262151321587E-5,4.8447652587046974E-5,46.866806875003924,1.1121713420187993,1.1121642306613251,1.1243458943297653,0.19591469239454318,0.19591469239454318,0.19591469239454318,0.19591469239454318,null,null,27.518609729787194,null,null,7.1784472769409034E-6,0,0,0]
[1240,1.4368482039397448,7.1842410196987245,{"$f":"IF('Calculation Sheet'!$D$59=\"YES\",(Vcc_max-C1267)*ILIM_FINAL_TOL,(Vcc_max-C1267)*($AE$13+IF(C1267>=$AE$8,$AE$7,0)+(IF(C1267>=$AE$6,C1267,0)/$AE$5)+IF(C1267>$AE$10,($AE$9/C1267),0)))","v":2.4079140877238454},2.4324620372455983,3.0399883155012128,0.41608231642984794,4.7488033807896457E-4,9.5531039770531123E-3,7.2920135055820623E-4,2.6707949980149772,0.11202825896459867,2.9235123222341119E-2,2.2681554506682744E-3,7.5876339753033761E-5,4.8470060447947105E-5,46.85578202870046,1.1125017664025576,1.1124946543025569,1.1246775595677447,0.1960002410042696,0.1960002410042696,0.1960002410042696,0.1960002410042696,null,null,27.519593428454588,null,null,7.1842410196987247E-6,0,0,0]
[1241,1.4380069524913091,7.1900347624565457,{"$f":"IF('Calculation Sheet'!$D$59=\"YES\",(Vcc_max-C1268)*ILIM_FINAL_TOL,(Vcc_max-C1268)*($AE$13+IF(C1268>=$AE$8,$AE$7,0)+(IF(C1268>=$AE$6,C1268,0)/$AE$5)+IF(C1268>$AE$10,($AE$9/C1268),0)))","v":2.4050172025889913},2.4295651526796398,3.039122354089816,0.41625098881725053,4.7509958679681219E-4,9.5575033659223152E-3,7.2832512569975805E-4,2.6678981934014332,0.11207834781226289,2.9248511959250489E-2,2.269202115920077E-3,7.5911375203130405E-5,4.8492441382386176E-5,46.844746411619923,1.1128313696333867,1.1128242567973905,1.1250083924489636,0.19608567441986402,0.19608567441986402,0.19608567441986402,0.19608567441986402,null,null,27.520575521172852,null,null,7.190034762456546E-6,0,0,0]
[1242,1.4391657010428733,7.1958285052143669,{"$f":"IF('Calculation Sheet'!$D$59=\"YES\",(Vcc_max-C1269)*ILIM_FINAL_TOL,(Vcc_max-C1269)*($AE$13+IF(C1269>=$AE$8,$AE$7,0)+(IF(C1269>=$AE$6,C1269,0)/$AE$5)+IF(C1269>$AE$10,($AE$9/C1269),0)))","v":2.4021203173870025},2.4266682680465466,3.0382536102495576,0.41641940160697355,4.7531857167149028E-4,9.5618974328743889E-3,7.2744890082043767E-4,2.6650013879005883,0.11212837236642903,2.9261884315264552E-2,2.2702475203191241E-3,7.5946368501167427E-5,4.8514795390364185E-5,46.83370003562333,1.1131601519202028,1.1131530383547386,1.1253383931879952,0.19617099264577265,0.19617099264577265,0.19617099264577265,0.19617099264577265,null,null,27.521556008136521,null,null,7.1958285052143673E-6,0,0,0]
[1243,1.4403244495944376,7.201622247972189,{"$f":"IF('Calculation Sheet'!$D$59=\"YES\",(Vcc_max-C1270)*ILIM_FINAL_TOL,(Vcc_max-C1270)*($AE$13+IF(C1270>=$AE$8,$AE$7,0)+(IF(C1270>=$AE$6,C1270,0)/$AE$5)+IF(C1270>$AE$10,($AE$9/C1270),0)))","v":2.3992234321178789},2.4237713833463181,3.0373820877923601,0.41658755482099452,4.7553729270299883E-4,9.5662861779186592E-3,7.2657267592157737E-4,2.6621045815214801,0.11217833262849819,2.9275240290475235E-2,2.2712916638663039E-3,7.5981319647144829E-5,4.8537122471881133E-5,46.822642912555494,1.1134881134718688,1.1134809991834609,1.1256675619993584,0.19625619568644259,0.19625619568644259,0.19625619568644259,0.19625619568644259,null,null,27.522534889540093,null,null,7.2016222479721886E-6,0,0,0]
[1244,1.4414831981460021,7.207415990730011,{"$f":"IF('Calculation Sheet'!$D$59=\"YES\",(Vcc_max-C1271)*ILIM_FINAL_TOL,(Vcc_max-C1271)*($AE$13+IF(C1271>=$AE$8,$AE$7,0)+(IF(C1271>=$AE$6,C1271,0)/$AE$5)+IF(C1271>$AE$10,($AE$9/C1271),0)))","v":2.3963265467816197},2.4208744985789545,3.0365077905249231,0.41675544848128943,4.7575574989133784E-4,9.5706696010648962E-3,7.2569645100184488E-4,2.659207774273046,0.11222822859987192,2.928857988497402E-2,2.2723345465620604E-3,7.60162286415067E-5,4.8559422626492932E-5,46.811575054244926,1.1138152544971947,1.113808139492364,1.1259958990975159,0.19634128354632008,0.19634128354632008,0.19634128354632008,0.19634128354632008,null,null,27.523512165578019,null,null,7.2074159907300107E-6,0,0,0]
[1245,1.4426419466975664,7.2132097334878331,{"$f":"IF('Calculation Sheet'!$D$59=\"YES\",(Vcc_max-C1272)*ILIM_FINAL_TOL,(Vcc_max-C1272)*($AE$13+IF(C1272>=$AE$8,$AE$7,0)+(IF(C1272>=$AE$6,C1272,0)/$AE$5)+IF(C1272>$AE$10,($AE$9/C1272),0)))","v":2.3934296613782262},2.4179776137444566,3.0356307222487318,0.41692308260983157,4.7597394323650732E-4,9.5750477023228697E-3,7.2482022606212837E-4,2.6563109661641273,0.11227806028195131,2.9301903098853277E-2,2.2733761684072817E-3,7.605109548380895E-5,4.8581695854643669E-5,46.800496472503951,1.1141415752049371,1.1141344594902014,1.1263234046968755,0.19642625622985088,0.19642625622985088,0.19642625622985088,0.19642625622985088,null,null,27.524487836444699,null,null,7.2132097334878328E-6,0,0,0]
[1246,1.4438006952491307,7.2190034762456543,{"$f":"IF('Calculation Sheet'!$D$59=\"YES\",(Vcc_max-C1273)*ILIM_FINAL_TOL,(Vcc_max-C1273)*($AE$13+IF(C1273>=$AE$8,$AE$7,0)+(IF(C1273>=$AE$6,C1273,0)/$AE$5)+IF(C1273>$AE$10,($AE$9/C1273),0)))","v":2.3905327759076975},2.4150807288428235,3.0347508867600621,0.41709045722859317,4.7619187273850727E-4,9.5794204817019057E-3,7.2394400110198376E-4,2.6534141572034655,0.11232782767613747,2.9315209932204489E-2,2.274416529401968E-3,7.6085920174495669E-5,4.8603942156333346E-5,46.789407179128702,1.1144670758037996,1.1144599593856732,1.1266500790117897,0.19651111374148167,0.19651111374148167,0.19651111374148167,0.19651111374148167,null,null,27.525461902334513,null,null,7.2190034762456541E-6,0,0,0]
[1247,1.444959443800695,7.2247972190034755,{"$f":"IF('Calculation Sheet'!$D$59=\"YES\",(Vcc_max-C1274)*ILIM_FINAL_TOL,(Vcc_max-C1274)*($AE$13+IF(C1274>=$AE$8,$AE$7,0)+(IF(C1274>=$AE$6,C1274,0)/$AE$5)+IF(C1274>$AE$10,($AE$9/C1274),0)))","v":2.3876358903700345},2.4121838438740557,3.0338682878499896,0.41725757235954442,4.7640953839733768E-4,9.5837879392117742E-3,7.2306777612141104E-4,2.6505173473997066,0.11237753078383106,2.9328500385119138E-2,2.2754556295470074E-3,7.6120702713122768E-5,4.8626161531561962E-5,46.778307185899109,1.1147917565024326,1.1147846393874268,1.1269759222565556,0.19659585608565777,0.19659585608565777,0.19659585608565777,0.19659585608565777,null,null,27.526434363441776,null,null,7.2247972190034754E-6,0,0,0]
[1248,1.4461181923522592,7.2305909617612967,{"$f":"IF('Calculation Sheet'!$D$59=\"YES\",(Vcc_max-C1275)*ILIM_FINAL_TOL,(Vcc_max-C1275)*($AE$13+IF(C1275>=$AE$8,$AE$7,0)+(IF(C1275>=$AE$6,C1275,0)/$AE$5)+IF(C1275>$AE$10,($AE$9/C1275),0)))","v":2.3847390047652364},2.4092869588381531,3.0329829293043962,0.41742442802465374,4.7662694021344265E-4,9.588150074862245E-3,7.2219155112085431E-4,2.6476205367614014,0.11242716960643362,2.9341774457689596E-2,2.2764934688423999E-3,7.6155443099690245E-5,4.8648353980329517E-5,46.767196504579033,1.1151156175094334,1.1151084997040563,1.1273009346454155,0.19668048326682497,0.19668048326682497,0.19668048326682497,0.19668048326682497,null,null,27.52740521996078,null,null,7.2305909617612967E-6,0,0,0]
[1249,1.4472769409038235,7.2363847045191187,{"$f":"IF('Calculation Sheet'!$D$59=\"YES\",(Vcc_max-C1276)*ILIM_FINAL_TOL,(Vcc_max-C1276)*($AE$13+IF(C1276>=$AE$8,$AE$7,0)+(IF(C1276>=$AE$6,C1276,0)/$AE$5)+IF(C1276>$AE$10,($AE$9/C1276),0)))","v":2.3818421190933035},2.4063900737351154,3.0320948149039761,0.41759102424588734,4.7684407818637808E-4,9.5925068886630882E-3,7.2131532609942539E-4,2.6447237252970059,0.11247674414534625,2.9355032150007343E-2,2.2775300472890336E-3,7.6190141334642192E-5,4.8670519502636012E-5,46.756075146916125,1.1154386590333467,1.1154315405441029,1.1276251163925559,0.19676499528942859,0.19676499528942859,0.19676499528942859,0.19676499528942859,null,null,27.528374472085765,null,null,7.2363847045191188E-6,0,0,0]
[1250,1.4484356894553878,7.2421784472769399,{"$f":"IF('Calculation Sheet'!$D$59=\"YES\",(Vcc_max-C1277)*ILIM_FINAL_TOL,(Vcc_max-C1277)*($AE$13+IF(C1277>=$AE$8,$AE$7,0)+(IF(C1277>=$AE$6,C1277,0)/$AE$5)+IF(C1277>$AE$10,($AE$9/C1277),0)))","v":2.3789452333542354},2.4034931885649429,3.031203948424245,0.41775736104520989,4.7706095231614398E-4,9.5968583806236296E-3,7.2043910105801245E-4,2.6418269130148841,0.11252625440196962,2.9368273462164307E-2,2.2785653648873527E-3,7.6224797417534518E-5,4.8692658098037356E-5,46.744943124642006,1.1157608812826636,1.1157537621160543,1.1279484677121083,0.19684939215791442,0.19684939215791442,0.19684939215791442,0.19684939215791442,null,null,27.529342120010941,null,null,7.2421784472769401E-6,0,0,0]
[1251,1.4495944380069521,7.2479721900347611,{"$f":"IF('Calculation Sheet'!$D$59=\"YES\",(Vcc_max-C1278)*ILIM_FINAL_TOL,(Vcc_max-C1278)*($AE$13+IF(C1278>=$AE$8,$AE$7,0)+(IF(C1278>=$AE$6,C1278,0)/$AE$5)+IF(C1278>$AE$10,($AE$9/C1278),0)))","v":2.3760483475480321},2.4005963033276352,3.030310333635545,0.41792343844458402,4.7727756260318444E-4,9.6012045507536392E-3,7.195628759966155E-4,2.6389300999233067,0.11257570037770481,2.9381498394252414E-2,2.2795994216382454E-3,7.6259411348811312E-5,4.8714769766977639E-5,46.733800449472206,1.1160822844658222,1.1160751646283456,1.128270988818149,0.19693367387672733,0.19693367387672733,0.19693367387672733,0.19693367387672733,null,null,27.530308163930474,null,null,7.2479721900347614E-6,0,0,0]
[1252,1.4507531865585166,7.2537659327925841,{"$f":"IF('Calculation Sheet'!$D$59=\"YES\",(Vcc_max-C1279)*ILIM_FINAL_TOL,(Vcc_max-C1279)*($AE$13+IF(C1279>=$AE$8,$AE$7,0)+(IF(C1279>=$AE$6,C1279,0)/$AE$5)+IF(C1279>$AE$10,($AE$9/C1279),0)))","v":2.3731514616746936},2.3976994180231923,3.0294139743030533,0.41808925646597084,4.7749390904705535E-4,9.6055453990624429E-3,7.1868665091434636E-4,2.6360332860304529,0.11262508207395294,2.9394706946363147E-2,2.2806322175417115E-3,7.6293983128028486E-5,4.8736854509456862E-5,46.722647133106186,1.1164028687912078,1.1163957482893587,1.1285926799246992,0.19701784045031223,0.19701784045031223,0.19701784045031223,0.19701784045031223,null,null,27.531272604038474,null,null,7.2537659327925844E-6,0,0,0]
[1253,1.4519119351100809,7.2595596755504053,{"$f":"IF('Calculation Sheet'!$D$59=\"YES\",(Vcc_max-C1280)*ILIM_FINAL_TOL,(Vcc_max-C1280)*($AE$13+IF(C1280>=$AE$8,$AE$7,0)+(IF(C1280>=$AE$6,C1280,0)/$AE$5)+IF(C1280>$AE$10,($AE$9/C1280),0)))","v":2.3702545757342208},2.3948025326516151,3.0285148741867887,0.41825481513132878,4.7770999164775674E-4,9.6098809255602546E-3,7.178104258120932E-4,2.6331364713444141,0.11267439949211466,2.9407899118588876E-2,2.2816637525986394E-3,7.632851275518604E-5,4.8758912325475023E-5,46.711483187227422,1.1167226344671524,1.1167155133074225,1.128913541245725,0.197101891883114,0.197101891883114,0.197101891883114,0.197101891883114,null,null,27.532235440529028,null,null,7.2595596755504057E-6,0,0,0]
[1254,1.4530706836616452,7.2653534183082265,{"$f":"IF('Calculation Sheet'!$D$59=\"YES\",(Vcc_max-C1281)*ILIM_FINAL_TOL,(Vcc_max-C1281)*($AE$13+IF(C1281>=$AE$8,$AE$7,0)+(IF(C1281>=$AE$6,C1281,0)/$AE$5)+IF(C1281>$AE$10,($AE$9/C1281),0)))","v":2.3673576897266138},2.3919056472129028,3.0276130370416183,0.4184201144626154,4.7792581040573268E-4,9.6142111302564004E-3,7.1693420068941194E-4,2.63023965587319,0.11272365263359108,2.9421074911021083E-2,2.282694026809029E-3,7.6363000230728062E-5,4.8780943215032124E-5,46.700308623503368,1.1170415817019352,1.1170344598908128,1.1292335729951368,0.19718582817957708,0.19718582817957708,0.19718582817957708,0.19718582817957708,null,null,27.533196673596162,null,null,7.2653534183082261E-6,0,0,0]
[1255,1.4542294322132094,7.2711471610660476,{"$f":"IF('Calculation Sheet'!$D$59=\"YES\",(Vcc_max-C1282)*ILIM_FINAL_TOL,(Vcc_max-C1282)*($AE$13+IF(C1282>=$AE$8,$AE$7,0)+(IF(C1282>=$AE$6,C1282,0)/$AE$5)+IF(C1282>$AE$10,($AE$9/C1282),0)))","v":2.3644608036518711},2.3890087617070557,3.026708466617265,0.41858515448178579,4.7814136532053908E-4,9.6185360131606501E-3,7.1605797554674666E-4,2.6273428396246934,0.11277284149978284,2.9434234323751252E-2,2.2837230401737685E-3,7.6397445554210464E-5,4.8802947177684075E-5,46.689123453585466,1.1173597107037825,1.1173525882477526,1.1295527753867904,0.19726964934414593,0.19726964934414593,0.19726964934414593,0.19726964934414593,null,null,27.534156303433896,null,null,7.2711471610660474E-6,0,0,0]
[1256,1.4553881807647737,7.2769409038238697,{"$f":"IF('Calculation Sheet'!$D$59=\"YES\",(Vcc_max-C1283)*ILIM_FINAL_TOL,(Vcc_max-C1283)*($AE$13+IF(C1283>=$AE$8,$AE$7,0)+(IF(C1283>=$AE$6,C1283,0)/$AE$5)+IF(C1283>$AE$10,($AE$9/C1283),0)))","v":2.3615639175099936},2.3861118761340738,3.0258011666583151,0.41874993521079329,4.7835665639262004E-4,9.6228555742823296E-3,7.1518175038365328E-4,2.6244460226067496,0.11282196609209061,2.9447377356871751E-2,2.284750792693746E-3,7.6431848726077334E-5,4.8824924213874965E-5,46.677927689109282,1.1176770216808674,1.1176698985864117,1.1298711486344863,0.19735335538126497,0.19735335538126497,0.19735335538126497,0.19735335538126497,null,null,27.535114330236169,null,null,7.2769409038238695E-6,0,0,0]
[1257,1.456546929316338,7.2827346465816909,{"$f":"IF('Calculation Sheet'!$D$59=\"YES\",(Vcc_max-C1284)*ILIM_FINAL_TOL,(Vcc_max-C1284)*($AE$13+IF(C1284>=$AE$8,$AE$7,0)+(IF(C1284>=$AE$6,C1284,0)/$AE$5)+IF(C1284>$AE$10,($AE$9/C1284),0)))","v":2.358667031300981},2.3832149904939568,3.0248911409042236,0.41891445667158944,4.7857168362153146E-4,9.6271698136312089E-3,7.143055252001318E-4,2.6215492048270974,0.11287102641191549,2.9460504010474065E-2,2.2857772843689617E-3,7.6466209745884584E-5,4.8846874323604794E-5,46.66672134169437,1.1179935148413098,1.1179863911149073,1.13018869295197,0.19743694629537867,0.19743694629537867,0.19743694629537867,0.19743694629537867,null,null,27.536070754196906,null,null,7.2827346465816908E-6,0,0,0]
[1258,1.4577056778679023,7.2885283893395121,{"$f":"IF('Calculation Sheet'!$D$59=\"YES\",(Vcc_max-C1285)*ILIM_FINAL_TOL,(Vcc_max-C1285)*($AE$13+IF(C1285>=$AE$8,$AE$7,0)+(IF(C1285>=$AE$6,C1285,0)/$AE$5)+IF(C1285>$AE$10,($AE$9/C1285),0)))","v":2.3557701450248341},2.380318104786705,3.0239783930893234,0.41907871888612402,4.7878644700771744E-4,9.631478731217058E-3,7.1342929999618221E-4,2.618652386293391,0.11292002246065813,2.9473614284650118E-2,2.2868025151998594E-3,7.6500528613632213E-5,4.8868797506873562E-5,46.655504422944439,1.1183091903931774,1.118302066041303,1.1305054085529316,0.19752042209093057,0.19752042209093057,0.19752042209093057,0.19752042209093057,null,null,27.537025575509965,null,null,7.2885283893395121E-6,0,0,0]
[1259,1.4588644264194668,7.294322132097335,{"$f":"IF('Calculation Sheet'!$D$59=\"YES\",(Vcc_max-C1286)*ILIM_FINAL_TOL,(Vcc_max-C1286)*($AE$13+IF(C1286>=$AE$8,$AE$7,0)+(IF(C1286>=$AE$6,C1286,0)/$AE$5)+IF(C1286>$AE$10,($AE$9/C1286),0)))","v":2.3528732586815506},2.3774212190123176,3.02306292694283,0.41924272187634504,4.7900094655117798E-4,9.6357823270496468E-3,7.1255307477180452E-4,2.6157555670131991,0.1129689542397192,2.9486708179491838E-2,2.2878264851873276E-3,7.653480532976431E-5,4.889069376368127E-5,46.644276944447292,1.1186240485444843,1.1186169235736103,1.1308212956510064,0.19760378277236423,0.19760378277236423,0.19760378277236423,0.19760378277236423,null,null,27.537978794369199,null,null,7.2943221320973351E-6,0,0,0]
[1260,1.4600231749710311,7.3001158748551562,{"$f":"IF('Calculation Sheet'!$D$59=\"YES\",(Vcc_max-C1287)*ILIM_FINAL_TOL,(Vcc_max-C1287)*($AE$13+IF(C1287>=$AE$8,$AE$7,0)+(IF(C1287>=$AE$6,C1287,0)/$AE$5)+IF(C1287>$AE$10,($AE$9/C1287),0)))","v":2.3499763722711342},2.3745243331707959,3.0221447461888511,0.41940646566419804,4.7921518225146897E-4,9.6400806011383011E-3,7.1167684952744281E-4,2.612858746994009,0.11301782175049935,2.9499785695091152E-2,2.2888491943318101E-3,7.6569039893836788E-5,4.8912563093583827E-5,46.633038917774861,1.118938089503192,1.1189309639197871,1.1311363544597743,0.19768702834412366,0.19768702834412366,0.19768702834412366,0.19768702834412366,null,null,27.538930410968394,null,null,7.3001158748551564E-6,0,0,0]
[1261,1.4611819235225953,7.3059096176129774,{"$f":"IF('Calculation Sheet'!$D$59=\"YES\",(Vcc_max-C1288)*ILIM_FINAL_TOL,(Vcc_max-C1288)*($AE$13+IF(C1288>=$AE$8,$AE$7,0)+(IF(C1288>=$AE$6,C1288,0)/$AE$5)+IF(C1288>$AE$10,($AE$9/C1288),0)))","v":2.3470794857935817},2.3716274472621395,3.0212238545463919,0.41956995027162725,4.7942915410903453E-4,9.644373553492791E-3,7.10800624262653E-4,2.6099619262432237,0.11306662499439968,2.9512846831539541E-2,2.2898706426337512E-3,7.6603232306293734E-5,4.8934405497025324E-5,46.621790354483274,1.1192513134772089,1.1192441872877386,1.1314505851927605,0.19777015881065241,0.19777015881065241,0.19777015881065241,0.19777015881065241,null,null,27.539880425501302,null,null,7.3059096176129777E-6,0,0,0]
[1262,1.4623406720741596,7.3117033603707995,{"$f":"IF('Calculation Sheet'!$D$59=\"YES\",(Vcc_max-C1289)*ILIM_FINAL_TOL,(Vcc_max-C1289)*($AE$13+IF(C1289>=$AE$8,$AE$7,0)+(IF(C1289>=$AE$6,C1289,0)/$AE$5)+IF(C1289>$AE$10,($AE$9/C1289),0)))","v":2.3441825992488945},2.3687305612863478,3.0203002557293619,0.41973317572057489,4.7964286212387464E-4,9.6486611841228864E-3,7.0992439897787918E-4,2.6070651047681652,0.1131153639728204,2.9525891588928932E-2,2.2908908300935948E-3,7.6637382566691059E-5,4.895622097400576E-5,46.610531266112794,1.1195637206743905,1.1195565938853169,1.1317639880634351,0.19785317417639314,0.19785317417639314,0.19785317417639314,0.19785317417639314,null,null,27.540828838161634,null,null,7.3117033603707998E-6,0,0,0]
[1263,1.4634994206257239,7.3174971031286207,{"$f":"IF('Calculation Sheet'!$D$59=\"YES\",(Vcc_max-C1290)*ILIM_FINAL_TOL,(Vcc_max-C1290)*($AE$13+IF(C1290>=$AE$8,$AE$7,0)+(IF(C1290>=$AE$6,C1290,0)/$AE$5)+IF(C1290>$AE$10,($AE$9/C1290),0)))","v":2.341285712637073},2.3658336752434215,3.0193739534465824,0.41989614203298142,4.798563062959893E-4,9.6529434930379132E-3,7.0904817367223316E-4,2.604168282576075,0.11316403868716218,2.9538919967351251E-2,2.2919097567117852E-3,7.6671490675028764E-5,4.8978009524525135E-5,46.599261664187942,1.1198753113025395,1.1198681839203219,1.132076563285213,0.19793607444578942,0.19793607444578942,0.19793607444578942,0.19793607444578942,null,null,27.541775649143052,null,null,7.3174971031286203E-6,0,0,0]
[1264,1.4646581691772882,7.3232908458864419,{"$f":"IF('Calculation Sheet'!$D$59=\"YES\",(Vcc_max-C1291)*ILIM_FINAL_TOL,(Vcc_max-C1291)*($AE$13+IF(C1291>=$AE$8,$AE$7,0)+(IF(C1291>=$AE$6,C1291,0)/$AE$5)+IF(C1291>$AE$10,($AE$9/C1291),0)))","v":2.3383888259581163},2.3629367891333599,3.0184449514017944,0.42005884923078529,4.8006948662537852E-4,9.6572204802476413E-3,7.0817194834660313E-4,2.6012714596741144,0.11321264913882567,2.9551931966898426E-2,2.2929274224887664E-3,7.6705556631750937E-5,4.8999771148583449E-5,46.587981560217472,1.1201860855694057,1.1201789576004999,1.1323883110714539,0.19801885962328392,0.19801885962328392,0.19801885962328392,0.19801885962328392,null,null,27.542720858639189,null,null,7.3232908458864416E-6,0,0,0]
[1265,1.4658169177288525,7.329084588644263,{"$f":"IF('Calculation Sheet'!$D$59=\"YES\",(Vcc_max-C1292)*ILIM_FINAL_TOL,(Vcc_max-C1292)*($AE$13+IF(C1292>=$AE$8,$AE$7,0)+(IF(C1292>=$AE$6,C1292,0)/$AE$5)+IF(C1292>$AE$10,($AE$9/C1292),0)))","v":2.3354919392120248},2.3600399029561636,3.0175132532936635,0.42022129733592339,4.802824031115982E-4,9.6614921457618408E-3,7.0729572300098908E-4,2.5983746360693658,0.11326119532921108,2.9564927587661938E-2,2.2939438274254265E-3,7.673958043641349E-5,4.9021505845736613E-5,46.576690965694354,1.1204960436826861,1.1204889151335446,1.1326992316354629,0.19810152971331974,0.19810152971331974,0.19810152971331974,0.19810152971331974,null,null,27.543664466843634,null,null,7.3290845886442628E-6,0,0,0]
[1266,1.4669756662804168,7.3348783314020851,{"$f":"IF('Calculation Sheet'!$D$59=\"YES\",(Vcc_max-C1293)*ILIM_FINAL_TOL,(Vcc_max-C1293)*($AE$13+IF(C1293>=$AE$8,$AE$7,0)+(IF(C1293>=$AE$6,C1293,0)/$AE$5)+IF(C1293>$AE$10,($AE$9/C1293),0)))","v":2.3325950523987977},2.3571430167118326,3.0165788628157895,0.42038348637033041,4.8049505575509244E-4,9.6657584895898374E-3,7.0641949763450285E-4,2.5954778117688342,0.11330967725971952,2.9577906829733713E-2,2.2949589715222096E-3,7.6773562089460512E-5,4.9043213616428716E-5,46.565389892095872,1.1208051858500248,1.120798056727097,1.13300932519049,0.1981840847203391,0.1981840847203391,0.1981840847203391,0.1981840847203391,null,null,27.544606473949923,null,null,7.334878331402085E-6,0,0,0]
[1267,1.4681344148319813,7.3406720741599072,{"$f":"IF('Calculation Sheet'!$D$59=\"YES\",(Vcc_max-C1294)*ILIM_FINAL_TOL,(Vcc_max-C1294)*($AE$13+IF(C1294>=$AE$8,$AE$7,0)+(IF(C1294>=$AE$6,C1294,0)/$AE$5)+IF(C1294>$AE$10,($AE$9/C1294),0)))","v":2.3296981655184363},2.3542461304003659,3.0156417836567098,0.42054541635593945,4.8070744455586123E-4,9.6700195117414012E-3,7.0554327224803259E-4,2.592580986779446,0.11335809493175075,2.9590869693205679E-2,2.2959728547795599E-3,7.6807501590447913E-5,4.9064894460659758E-5,46.5540783508836,1.121113512279013,1.1211063825887451,1.1333185919497299,0.19826652464878425,0.19826652464878425,0.19826652464878425,0.19826652464878425,null,null,27.545546880151583,null,null,7.3406720741599071E-6,0,0,0]
[1268,1.4692931633835455,7.3464658169177284,{"$f":"IF('Calculation Sheet'!$D$59=\"YES\",(Vcc_max-C1295)*ILIM_FINAL_TOL,(Vcc_max-C1295)*($AE$13+IF(C1295>=$AE$8,$AE$7,0)+(IF(C1295>=$AE$6,C1295,0)/$AE$5)+IF(C1295>$AE$10,($AE$9/C1295),0)))","v":2.3268012785709398},2.3513492440217649,3.0147020194999108,0.42070708731468121,4.8091956951390458E-4,9.674275212226302E-3,7.0466704684113424E-4,2.5896841611080537,0.11340644834670588,2.9603816178169318E-2,2.2969854771979215E-3,7.6841398939375694E-5,4.908654837842974E-5,46.542756353503442,1.1214210231771893,1.1214138929260238,1.1336270321263229,0.19834884950309783,0.19834884950309783,0.19834884950309783,0.19834884950309783,null,null,27.54648568564205,null,null,7.3464658169177284E-6,0,0,0]
[1269,1.4704519119351098,7.3522595596755504,{"$f":"IF('Calculation Sheet'!$D$59=\"YES\",(Vcc_max-C1296)*ILIM_FINAL_TOL,(Vcc_max-C1296)*($AE$13+IF(C1296>=$AE$8,$AE$7,0)+(IF(C1296>=$AE$6,C1296,0)/$AE$5)+IF(C1296>$AE$10,($AE$9/C1296),0)))","v":2.3239043915563085},2.3484523575760292,3.0137595740238305,0.42086849926848524,4.8113143062922248E-4,9.67852559105431E-3,7.0379082141380778E-4,2.5867873347614321,0.11345473750598511,2.9616746284716999E-2,2.2979968387777383E-3,7.6875254136687943E-5,4.910817536973866E-5,46.53142391138568,1.1217277187520391,1.1217205879464158,1.1339346459333539,0.19843105928772165,0.19843105928772165,0.19843105928772165,0.19843105928772165,null,null,27.547422890614769,null,null,7.3522595596755505E-6,0,0,0]
[1270,1.4716106604866741,7.3580533024333716,{"$f":"IF('Calculation Sheet'!$D$59=\"YES\",(Vcc_max-C1297)*ILIM_FINAL_TOL,(Vcc_max-C1297)*($AE$13+IF(C1297>=$AE$8,$AE$7,0)+(IF(C1297>=$AE$6,C1297,0)/$AE$5)+IF(C1297>$AE$10,($AE$9/C1297),0)))","v":2.321007504474542},2.3455554710631583,3.0128144509018679,0.42102965223927868,4.8134302790225902E-4,9.6827706482347509E-3,7.029145959664973E-4,2.5838905077462817,0.11350296241098867,2.9629660012940207E-2,2.2990069395198987E-3,7.6909067181940571E-5,4.9129775434142431E-5,46.520081035944898,1.1220335992109955,1.1220264678573508,1.1342414335838531,0.19851315400709746,0.19851315400709746,0.19851315400709746,0.19851315400709746,null,null,27.548358495263109,null,null,7.3580533024333718E-6,0,0,0]
[1271,1.4727694090382384,7.3638470451911928,{"$f":"IF('Calculation Sheet'!$D$59=\"YES\",(Vcc_max-C1298)*ILIM_FINAL_TOL,(Vcc_max-C1298)*($AE$13+IF(C1298>=$AE$8,$AE$7,0)+(IF(C1298>=$AE$6,C1298,0)/$AE$5)+IF(C1298>$AE$10,($AE$9/C1298),0)))","v":2.3181106173256407},2.3426585844831527,3.0118666538023895,0.42119054624898733,4.8155436133257012E-4,9.6870103837773947E-3,7.0203837049831463E-4,2.5809936800692301,0.11355112306311677,2.9642557362930422E-2,2.3000157794244025E-3,7.6942838075577669E-5,4.9151348572085141E-5,46.50872773858012,1.1223386647614386,1.1223315328662054,1.1345473952907954,0.19859513366566706,0.19859513366566706,0.19859513366566706,0.19859513366566706,null,null,27.549292499780417,null,null,7.3638470451911931E-6,0,0,0]
[1272,1.4739281575898027,7.369640787949014,{"$f":"IF('Calculation Sheet'!$D$59=\"YES\",(Vcc_max-C1299)*ILIM_FINAL_TOL,(Vcc_max-C1299)*($AE$13+IF(C1299>=$AE$8,$AE$7,0)+(IF(C1299>=$AE$6,C1299,0)/$AE$5)+IF(C1299>$AE$10,($AE$9/C1299),0)))","v":2.3152137301096052},2.3397616978360118,3.0109161863887364,0.42135118131953475,4.8176543092015578E-4,9.6912447976920113E-3,7.0116214501059204E-4,2.5780968517368308,0.11359921946377005,2.9655438334780015E-2,2.301023358492138E-3,7.6976566817155145E-5,4.917289478356679E-5,46.497364030674809,1.1226429156106956,1.1226357831803038,1.1348525312671014,0.19867699826787222,0.19867699826787222,0.19867699826787222,0.19867699826787222,null,null,27.550224904359993,null,null,7.3696407879490144E-6,0,0,0]
[1273,1.4750869061413669,7.3754345307068361,{"$f":"IF('Calculation Sheet'!$D$59=\"YES\",(Vcc_max-C1300)*ILIM_FINAL_TOL,(Vcc_max-C1300)*($AE$13+IF(C1300>=$AE$8,$AE$7,0)+(IF(C1300>=$AE$6,C1300,0)/$AE$5)+IF(C1300>$AE$10,($AE$9/C1300),0)))","v":2.3123168428264336},2.3368648111217363,3.0099630523192298,0.42151155747284275,4.8197623666501599E-4,9.6954738899883708E-3,7.0028591950199726E-4,2.575200022755566,0.11364725161434874,2.966830292858047E-2,2.3020296767235493E-3,7.7010253406673002E-5,4.9194414068587378E-5,46.485989923596811,1.122946351966041,1.1229392190069172,1.1351568417256364,0.19875874781815428,0.19875874781815428,0.19875874781815428,0.19875874781815428,null,null,27.5511557091951,null,null,7.3754345307068357E-6,0,0,0]
[1274,1.4762456546929312,7.3812282734646573,{"$f":"IF('Calculation Sheet'!$D$59=\"YES\",(Vcc_max-C1301)*ILIM_FINAL_TOL,(Vcc_max-C1301)*($AE$13+IF(C1301>=$AE$8,$AE$7,0)+(IF(C1301>=$AE$6,C1301,0)/$AE$5)+IF(C1301>$AE$10,($AE$9/C1301),0)))","v":2.3094199554761281},2.333967924340326,3.0090072552471794,0.42167167473083134,4.8218677856715075E-4,9.699697660675799E-3,6.9940969397341846E-4,2.5723031931318459,0.11369521951625305,2.9681151144423712E-2,2.3030347341190804E-3,7.7043897844575326E-5,4.9215906427146905E-5,46.474605428698496,1.1232489740346967,1.1232418405532643,1.1354603268792107,0.19884038232095413,0.19884038232095413,0.19884038232095413,0.19884038232095413,null,null,27.55208491447895,null,null,7.381228273464657E-6,0,0,0]
[1275,1.4774044032444957,7.3870220162224793,{"$f":"IF('Calculation Sheet'!$D$59=\"YES\",(Vcc_max-C1302)*ILIM_FINAL_TOL,(Vcc_max-C1302)*($AE$13+IF(C1302>=$AE$8,$AE$7,0)+(IF(C1302>=$AE$6,C1302,0)/$AE$5)+IF(C1302>$AE$10,($AE$9/C1302),0)))","v":2.3065230680586866},2.33107103749178,3.0080487988208899,0.42183153311541877,4.8239705662700416E-4,9.7039161097636217E-3,6.9853346842441155E-4,2.5694063628720096,0.11374312317088364,2.9693982982401668E-2,2.3040385306796196E-3,7.7077500130418031E-5,4.9237371858801282E-5,46.463210557316657,1.1235507820238317,1.1235436480265111,1.1357629869405801,0.19892190178071312,0.19892190178071312,0.19892190178071312,0.19892190178071312,null,null,27.553012520404714,null,null,7.3870220162224791E-6,0,0,0]
[1276,1.47856315179606,7.3928157589803014,{"$f":"IF('Calculation Sheet'!$D$59=\"YES\",(Vcc_max-C1303)*ILIM_FINAL_TOL,(Vcc_max-C1303)*($AE$13+IF(C1303>=$AE$8,$AE$7,0)+(IF(C1303>=$AE$6,C1303,0)/$AE$5)+IF(C1303>$AE$10,($AE$9/C1303),0)))","v":2.3036261805741112},2.3281741505760998,3.007087686683668,0.42199113264852084,4.8260707084413212E-4,9.7081292372620531E-3,6.9765724285497654E-4,2.5665095319823283,0.11379096257964028,2.970679844260582E-2,2.3050410664051668E-3,7.7111060264201114E-5,4.9258810363994598E-5,46.45180532077265,1.1238517761405626,1.1238446416337704,1.1360648221224454,0.19900330620187212,0.19900330620187212,0.19900330620187212,0.19900330620187212,null,null,27.553938527165549,null,null,7.3928157589803013E-6,0,0,0]
[1277,1.4797219003476243,7.3986095017381226,{"$f":"IF('Calculation Sheet'!$D$59=\"YES\",(Vcc_max-C1304)*ILIM_FINAL_TOL,(Vcc_max-C1304)*($AE$13+IF(C1304>=$AE$8,$AE$7,0)+(IF(C1304>=$AE$6,C1304,0)/$AE$5)+IF(C1304>$AE$10,($AE$9/C1304),0)))","v":2.3007292930224001},2.3252772635932848,3.0061239224738281,0.42215047335205202,4.8281682121853464E-4,9.712337043180419E-3,6.9678101726511343E-4,2.5636127004690019,0.11383873774392317,2.9719597525128094E-2,2.3060423412966102E-3,7.7144578246368667E-5,4.9280221942726854E-5,46.44038973037231,1.1241519565919529,1.1241448215821028,1.1363658326374526,0.19908459558887159,0.19908459558887159,0.19908459558887159,0.19908459558887159,null,null,27.554862934954539,null,null,7.3986095017381225E-6,0,0,0]
[1278,1.4808806488991886,7.4044032444959438,{"$f":"IF('Calculation Sheet'!$D$59=\"YES\",(Vcc_max-C1305)*ILIM_FINAL_TOL,(Vcc_max-C1305)*($AE$13+IF(C1305>=$AE$8,$AE$7,0)+(IF(C1305>=$AE$6,C1305,0)/$AE$5)+IF(C1305>$AE$10,($AE$9/C1305),0)))","v":2.2978324054035553},2.3223803765433346,3.0051575098247003,0.42230955524792502,4.830263077506558E-4,9.7165395275284894E-3,6.9590479165526631E-4,2.5607158683381632,0.11388644866513253,2.9732380230060418E-2,2.3070423553543939E-3,7.7178054076476599E-5,4.9301606594998049E-5,46.428963797406105,1.1244513235850135,1.1244441880785161,1.1366660186981927,0.19916576994615198,0.19916576994615198,0.19916576994615198,0.19916576994615198,null,null,27.55578574396473,null,null,7.4044032444959438E-6,0,0,0]
[1279,1.4820393974507529,7.4101969872537659,{"$f":"IF('Calculation Sheet'!$D$59=\"YES\",(Vcc_max-C1306)*ILIM_FINAL_TOL,(Vcc_max-C1306)*($AE$13+IF(C1306>=$AE$8,$AE$7,0)+(IF(C1306>=$AE$6,C1306,0)/$AE$5)+IF(C1306>$AE$10,($AE$9/C1306),0)))","v":2.2949355177175743},2.3194834894262497,3.0041884523646378,0.42246837835805051,4.8323553044005152E-4,9.7207366903160342E-3,6.9502856602499108E-4,2.5578190355958768,0.11393409534466814,2.9745146557494717E-2,2.3080411085789621E-3,7.7211487754968999E-5,4.9322964320364093E-5,46.417527533148984,1.1247498773267031,1.1247427413299653,1.1369653805172022,0.19924682927815374,0.19924682927815374,0.19924682927815374,0.19924682927815374,null,null,27.556706954389156,null,null,7.410196987253766E-6,0,0,0]
[1280,{"$f":"($AE$11/2000)*(A1307)","v":1.4831981460023171},{"$f":"$AE$13*B1307*10^-3/($AE$4*10^-6)","v":7.415990730011587},{"$f":"IF('Calculation Sheet'!$D$59=\"YES\",(Vcc_max-C1307)*ILIM_FINAL_TOL,(Vcc_max-C1307)*($AE$13+IF(C1307>=$AE$8,$AE$7,0)+(IF(C1307>=$AE$6,C1307,0)/$AE$5)+IF(C1307>$AE$10,($AE$9/C1307),0)))","v":2.2920386299644591},2.3165866022420296,3.0032167537170213,0.42262694270433743,4.8344448928716588E-4,9.7249285315523792E-3,6.9415234037428775E-4,2.5549222022481408,0.11398167778393065,2.9757896507522474E-2,2.3090386009707586E-3,7.7244879281401779E-5,4.9344295119269077E-5,46.406080948860563,1.1250476180239268,1.125040481543353,1.1372639183069624,0.1993277735893173,0.1993277735893173,0.1993277735893173,0.1993277735893173,null,null,27.557626566420765,null,null,{"$f":"IF(C1307>=$AE$6,C1307,0)/$AE$5","v":7.4159907300115873E-6},{"$f":"IF(C1307>=$AE$8,$AE$7,0)","v":0},{"$f":"IF(C1307>$AE$10,($AE$9/C1307),0)","v":0},{"$f":"(Q1307-AA1307)*IF((Vcc_max-C1307)>$F$4,1,0)","v":0}]
[1281,1.4843568945538814,7.4217844727694082,{"$f":"IF('Calculation Sheet'!$D$59=\"YES\",(Vcc_max-C1308)*ILIM_FINAL_TOL,(Vcc_max-C1308)*($AE$13+IF(C1308>=$AE$8,$AE$7,0)+(IF(C1308>=$AE$6,C1308,0)/$AE$5)+IF(C1308>$AE$10,($AE$9/C1308),0)))","v":2.2891417421442091},{"$f":"(D1307+((((EXP(-(B1308-B1307)*10^-3/$F$14)))*(E1307-D1307))))","v":2.3136897149906748},{"$f":"(D1307+((((EXP(-(B1308-B1307)*10^-3/$F$15)))*(F1307-D1307))))","v":3.0022424175002689},{"$f":"(D1307+((((EXP(-(B1308-B1307)*10^-3/$F$16)))*(G1307-D1307))))","v":0.42278524830869246},{"$f":"(D1307+((((EXP(-(B1308-B1307)*10^-3/$F$17)))*(H1307-D1307))))","v":4.8365318429155479E-4},{"$f":"(D1307+((((EXP(-(B1308-B1307)*10^-3/$F$18)))*(I1307-D1307))))","v":9.7291150512472946E-3},{"$f":"(D1307+((((EXP(-(B1308-B1307)*10^-3/$F$19)))*(JX1307-D1307))))","v":6.932761147036004E-4},{"$f":"(D1307+((((EXP(-(B1308-B1307)*10^-3/$F$20)))*(K1307-D1307))))","v":2.5520253683008871},{"$f":"(D1307+((((EXP(-(B1308-B1307)*10^-3/$F$21)))*(L1307-D1307))))","v":0.11402919598431982},{"$f":"(D1307+((((EXP(-(B1308-B1307)*10^-3/$F$22)))*(M1307-D1307))))","v":2.9770630080235616E-2},2.3100348325302278E-3,7.7278228655774939E-5,4.9365598991713E-5,46.394624055785044,{"$f":"(D1307+((((EXP(-(B1308-B1307)*10^-3/$B$14)))*(R1307-D1307))))","v":1.125344545883538},{"$f":"(D1307+((((EXP(-(B1308-B1307)*10^-3/$B$15)))*(S1307-D1307))))","v":1.125337408925529},{"$f":"(D1307+((((EXP(-(B1308-B1307)*10^-3/$B$16)))*(T1307-D1307))))","v":1.1375616322799003},{"$f":"(D1307+((((EXP(-(B1308-B1307)*10^-3/$B$17)))*(U1307-D1307))))","v":0.19940860288408224},{"$f":"(D1307+((((EXP(-(B1308-B1307)*10^-3/$B$18)))*(V1307-D1307))))","v":0.19940860288408224},0.19940860288408224,0.19940860288408224,null,null,27.558544580252512,null,null,7.4217844727694086E-6,0,0,0]
[1282,1.4855156431054459,7.4275782155272312,{"$f":"IF('Calculation Sheet'!$D$59=\"YES\",(Vcc_max-C1309)*ILIM_FINAL_TOL,(Vcc_max-C1309)*($AE$13+IF(C1309>=$AE$8,$AE$7,0)+(IF(C1309>=$AE$6,C1309,0)/$AE$5)+IF(C1309>$AE$10,($AE$9/C1309),0)))","v":2.2862448542568226},2.3107928276721847,3.0012654473278397,0.42294329519302121,4.8386161545366235E-4,9.7332962494105502E-3,6.9239988901248495E-4,2.5491285337599816,0.11407664994723543,2.9783347275726069E-2,{"$f":"(D1308+((((EXP(-(B1309-B1308)*10^-3/$F$23)))*(N1308-D1308))))","v":2.3110298032582577E-3},{"$f":"(D1308+((((EXP(-(B1309-B1308)*10^-3/$F$24)))*(O1308-D1308))))","v":7.7311535878532567E-5},{"$f":"(D1308+((((EXP(-(B1309-B1308)*10^-3/$F$25)))*(P1308-D1308))))","v":4.9386875937695862E-5},{"$f":"$C$6+(E1309*$G$14)+(F1309*$G$15)+(G1309*$G$16)+(H1309*$G$17)+(I1309*$G$18)+(J1309*$G$19)+(K1309*$G$20)+(L1309*$G$21)+(M1309*$G$22)","v":46.383156865151285},1.1256406611123373,1.1256335236832906,1.1378585226483875,0.19948931716688856,0.19948931716688856,{"$f":"(D1308+((((EXP(-(B1309-B1308)*10^-3/$B$19)))*(W1308-D1308))))","v":0.19948931716688856},{"$f":"(D1308+((((EXP(-(B1309-B1308)*10^-3/$B$20)))*(X1308-D1308))))","v":0.19948931716688856},null,null,{"$f":"$C$6+(R1309*$C$14)+(S1309*$C$15)+(T1309*$C$16)+(U1309*$C$17)+(V1309*$C$18)+(W1309*$C$19)+(X1309*$C$20)","v":27.559460996077281},null,null,7.4275782155272315E-6,0,0,0]
[1283,1.4866743916570102,7.4333719582850524,{"$f":"IF('Calculation Sheet'!$D$59=\"YES\",(Vcc_max-C1310)*ILIM_FINAL_TOL,(Vcc_max-C1310)*($AE$13+IF(C1310>=$AE$8,$AE$7,0)+(IF(C1310>=$AE$6,C1310,0)/$AE$5)+IF(C1310>$AE$10,($AE$9/C1310),0)))","v":2.2833479663023031},2.30789594028656,3.0002858468082443,0.42310108337922636,4.8406978277348855E-4,9.7374721260519159E-3,6.9152366330094139E-4,2.5462316986312277,0.11412403967407769,2.9796048094085315E-2,2.3120235131552924E-3,7.7344800949230574E-5,4.9408125957217663E-5,46.371679388172794,1.1259359639170721,1.125928826023382,1.1381545896247416,0.19956991644217581,0.19956991644217581,0.19956991644217581,0.19956991644217581,null,null,27.560375814087916,null,null,7.433371958285052E-6,0,0,0]
[1284,1.4878331402085745,7.4391657010428736,{"$f":"IF('Calculation Sheet'!$D$59=\"YES\",(Vcc_max-C1311)*ILIM_FINAL_TOL,(Vcc_max-C1311)*($AE$13+IF(C1311>=$AE$8,$AE$7,0)+(IF(C1311>=$AE$6,C1311,0)/$AE$5)+IF(C1311>$AE$10,($AE$9/C1311),0)))","v":2.280451078280648},2.3049990528338005,2.9993036195450475,0.42325861288920952,4.8427768625058931E-4,9.7416426811807177E-3,6.9064743756896974E-4,2.5433348629203625,0.11417136516624682,2.9808732535405724E-2,2.313015962221332E-3,7.7378023867868961E-5,4.9429349049834315E-5,46.360191636047816,1.1262304545044377,1.126223316152495,1.138449833421225,0.19965040071438356,0.19965040071438356,0.19965040071438356,0.19965040071438356,null,null,27.561289034477227,null,null,7.4391657010428733E-6,0,0,0]
[1285,1.4889918887601388,7.4449594438006947,{"$f":"IF('Calculation Sheet'!$D$59=\"YES\",(Vcc_max-C1312)*ILIM_FINAL_TOL,(Vcc_max-C1312)*($AE$13+IF(C1312>=$AE$8,$AE$7,0)+(IF(C1312>=$AE$6,C1312,0)/$AE$5)+IF(C1312>$AE$10,($AE$9/C1312),0)))","v":2.2775541901918586},2.3021021653139058,2.9983187691368789,0.42341588374487027,4.8448532588540871E-4,9.7458079148067256E-3,6.8977121181701406E-4,2.5404380266330606,0.11421862642514258,2.982140059977878E-2,2.3140071504572646E-3,7.7411204634891817E-5,4.9450545215989905E-5,46.348693619959235,1.1265241330810767,1.1265169942772695,1.1387442542500454,0.19973076998795136,0.19973076998795136,0.19973076998795136,0.19973076998795136,null,null,27.562200657437995,null,null,7.4449594438006946E-6,0,0,0]
[1286,1.4901506373117031,7.4507531865585168,{"$f":"IF('Calculation Sheet'!$D$59=\"YES\",(Vcc_max-C1313)*ILIM_FINAL_TOL,(Vcc_max-C1313)*($AE$13+IF(C1313>=$AE$8,$AE$7,0)+(IF(C1313>=$AE$6,C1313,0)/$AE$5)+IF(C1313>$AE$10,($AE$9/C1313),0)))","v":2.2746573020359331},2.2992052777268763,2.9973312991774361,0.42357289596810621,4.8469270167794676E-4,9.7499678269392653E-3,6.8889498604463029E-4,2.5375411897749345,0.11426582345216474,2.9834052287295965E-2,2.3149970778639783E-3,7.7444343249855052E-5,4.9471714455684435E-5,46.337185351074723,1.1268169998535791,1.126809860604292,1.139037852323356,0.19981102426731789,0.19981102426731789,0.19981102426731789,0.19981102426731789,null,null,27.563110683162943,null,null,7.4507531865585167E-6,0,0,0]
[1287,1.4913093858632673,7.456546929316338,{"$f":"IF('Calculation Sheet'!$D$59=\"YES\",(Vcc_max-C1314)*ILIM_FINAL_TOL,(Vcc_max-C1314)*($AE$13+IF(C1314>=$AE$8,$AE$7,0)+(IF(C1314>=$AE$6,C1314,0)/$AE$5)+IF(C1314>$AE$10,($AE$9/C1314),0)))","v":2.2717604138128737},2.2963083900727121,2.9963412132554943,0.42372964958081338,4.8489981362775936E-4,9.7541224175881069E-3,6.8801876025181841E-4,2.5346443523515347,0.11431295624871307,2.9846687598049648E-2,2.3159857444414733E-3,7.7477439713202756E-5,4.9492856768917903E-5,46.325666840546674,1.1271090550284821,1.1271019153400967,1.1393306278532549,0.19989116355692271,0.19989116355692271,0.19989116355692271,0.19989116355692271,null,null,27.564019111844754,null,null,7.456546929316338E-6,0,0,0]
[1288,1.4924681344148316,7.4623406720741592,{"$f":"IF('Calculation Sheet'!$D$59=\"YES\",(Vcc_max-C1315)*ILIM_FINAL_TOL,(Vcc_max-C1315)*($AE$13+IF(C1315>=$AE$8,$AE$7,0)+(IF(C1315>=$AE$6,C1315,0)/$AE$5)+IF(C1315>$AE$10,($AE$9/C1315),0)))","v":2.2688635255226792},2.2934115023514128,2.9953485149549119,0.42388614460488561,4.851066617352906E-4,9.7582716867630204E-3,6.8714253443902251E-4,2.5317475143683503,0.11436002481618779,2.9859306532131313E-2,2.3169731501901936E-3,7.7510494024490839E-5,4.9513972155246222E-5,46.314138099512263,1.1274002988122709,1.1273931586911654,1.1396225810517859,0.19997118786120405,0.19997118786120405,0.19997118786120405,0.19997118786120405,null,null,27.564925943676077,null,null,7.4623406720741593E-6,0,0,0]
[1289,1.4936268829663959,7.4681344148319804,{"$f":"IF('Calculation Sheet'!$D$59=\"YES\",(Vcc_max-C1316)*ILIM_FINAL_TOL,(Vcc_max-C1316)*($AE$13+IF(C1316>=$AE$8,$AE$7,0)+(IF(C1316>=$AE$6,C1316,0)/$AE$5)+IF(C1316>$AE$10,($AE$9/C1316),0)))","v":2.26596663716535},2.2905146145629787,2.9943532078546373,0.42404238106221492,4.8531324600054049E-4,9.7624156344737756E-3,6.8626630860535442E-4,2.5288506758308102,0.11440702915598866,2.9871909089632886E-2,2.3179592951110273E-3,7.7543506183719302E-5,4.953506061511348E-5,46.302599139093488,1.1276907314113778,1.1276835908639271,1.1399137121309382,0.20005109718460057,0.20005109718460057,0.20005109718460057,0.20005109718460057,null,null,27.565831178849511,null,null,7.4681344148319806E-6,0,0,0]
[1290,1.4947856315179604,7.4739281575898033,{"$f":"IF('Calculation Sheet'!$D$59=\"YES\",(Vcc_max-C1317)*ILIM_FINAL_TOL,(Vcc_max-C1317)*($AE$13+IF(C1317>=$AE$8,$AE$7,0)+(IF(C1317>=$AE$6,C1317,0)/$AE$5)+IF(C1317>$AE$10,($AE$9/C1317),0)))","v":2.2630697487408846},2.2876177267074094,2.993355295528715,0.42419835897469205,4.8551956642350902E-4,9.7665542607296985E-3,6.8539008275170232E-4,2.5259538367442826,0.11445396926951501,2.988449527064585E-2,2.3189441792044185E-3,7.7576476191332233E-5,4.9556122148519677E-5,46.291049970397133,1.1279803530321824,1.1279732120647585,1.1402040213026459,0.20013089153155095,0.20013089153155095,0.20013089153155095,0.20013089153155095,null,null,27.566734817557627,null,null,7.4739281575898035E-6,0,0,0]
[1291,1.4959443800695247,7.4797219003476245,{"$f":"IF('Calculation Sheet'!$D$59=\"YES\",(Vcc_max-C1318)*ILIM_FINAL_TOL,(Vcc_max-C1318)*($AE$13+IF(C1318>=$AE$8,$AE$7,0)+(IF(C1318>=$AE$6,C1318,0)/$AE$5)+IF(C1318>$AE$10,($AE$9/C1318),0)))","v":2.260172860249285},2.2847208387847053,2.9923547815462941,0.4243540783642048,4.8572562300419619E-4,9.770687565541003E-3,6.8451385687806621E-4,2.5230569971140784,0.11450084515816705,2.989706507526213E-2,2.3199278024708114E-3,7.7609404046885544E-5,4.9577156755464813E-5,46.279490604514869,1.1282691638810121,1.1282620224999835,1.1404935087787886,0.20021057090649341,0.20021057090649341,0.20021057090649341,0.20021057090649341,null,null,27.567636859992955,null,null,7.4797219003476248E-6,0,0,0]
[1292,1.497103128621089,7.4855156431054466,{"$f":"IF('Calculation Sheet'!$D$59=\"YES\",(Vcc_max-C1319)*ILIM_FINAL_TOL,(Vcc_max-C1319)*($AE$13+IF(C1319>=$AE$8,$AE$7,0)+(IF(C1319>=$AE$6,C1319,0)/$AE$5)+IF(C1319>$AE$10,($AE$9/C1319),0)))","v":2.2572759716905506},2.2818239507948666,2.9913516694716327,0.42450953925264012,4.8593141574260201E-4,9.7748155489165711E-3,6.836376309835579E-4,2.5201601569454479,0.11454765682334411,2.9909618503573654E-2,2.3209101649106501E-3,7.7642289750379234E-5,4.9598164435948888E-5,46.26792105252315,1.1285571641641419,1.1285500223758738,1.1407821747711917,0.20029013531386619,0.20029013531386619,0.20029013531386619,0.20029013531386619,null,null,27.568537306347967,null,null,7.485515643105447E-6,0,0,0]
[1293,1.4982618771726532,7.4913093858632669,{"$f":"IF('Calculation Sheet'!$D$59=\"YES\",(Vcc_max-C1320)*ILIM_FINAL_TOL,(Vcc_max-C1320)*($AE$13+IF(C1320>=$AE$8,$AE$7,0)+(IF(C1320>=$AE$6,C1320,0)/$AE$5)+IF(C1320>$AE$10,($AE$9/C1320),0)))","v":2.2543790830646819},2.2789270627378926,2.9903459628641067,0.42466474166188273,4.8613694463872648E-4,9.7789382108666167E-3,6.8276140506906557E-4,2.5172633162435849,0.1145944042664464,2.9922155555672347E-2,2.3218912665248226E-3,7.7675133302257393E-5,4.9619145189527813E-5,46.25634132548344,1.1288443540877939,1.1288372118986485,1.1410700194916257,0.20036958475810707,0.20036958475810707,0.20036958475810707,0.20036958475810707,null,null,27.569436156815122,null,null,7.4913093858632666E-6,0,0,0]
[1294,1.4994206257242175,7.4971031286210881,{"$f":"IF('Calculation Sheet'!$D$59=\"YES\",(Vcc_max-C1321)*ILIM_FINAL_TOL,(Vcc_max-C1321)*($AE$13+IF(C1321>=$AE$8,$AE$7,0)+(IF(C1321>=$AE$6,C1321,0)/$AE$5)+IF(C1321>$AE$10,($AE$9/C1321),0)))","v":2.2514821943716785},2.2760301746137839,2.9893376652782147,0.42481968561381533,4.8634220969256958E-4,9.7830555514004658E-3,6.8188517913414515E-4,2.5143664750136252,0.11464108748887325,2.9934676231649693E-2,2.322871107313329E-3,7.7707934702075931E-5,4.9640099016645678E-5,46.24475143444198,1.1291307338581382,1.1291235912744744,1.1413570431518063,0.20044891924365382,0.20044891924365382,0.20044891924365382,0.20044891924365382,null,null,27.570333411586809,null,null,7.4971031286210879E-6,0,0,0]
[1295,1.5005793742757818,7.5028968713789093,{"$f":"IF('Calculation Sheet'!$D$59=\"YES\",(Vcc_max-C1322)*ILIM_FINAL_TOL,(Vcc_max-C1322)*($AE$13+IF(C1322>=$AE$8,$AE$7,0)+(IF(C1322>=$AE$6,C1322,0)/$AE$5)+IF(C1322>$AE$10,($AE$9/C1322),0)))","v":2.248585305611539},2.2731332864225404,2.988326780263586,0.42497437113031888,4.8654721090413133E-4,9.7871675705278882E-3,6.8100895317924071E-4,2.5114696332606488,0.11468770649202398,2.9947180531597617E-2,2.3238496872770575E-3,7.7740693950278938E-5,4.9661025917302482E-5,46.233151390430031,1.1294163036812921,1.1294091607094656,1.1416432459633949,0.20052813877494424,0.20052813877494424,0.20052813877494424,0.20052813877494424,null,null,27.571229070855384,null,null,7.5028968713789091E-6,0,0,0]
[1296,1.5017381228273461,7.5086906141367304,{"$f":"IF('Calculation Sheet'!$D$59=\"YES\",(Vcc_max-C1323)*ILIM_FINAL_TOL,(Vcc_max-C1323)*($AE$13+IF(C1323>=$AE$8,$AE$7,0)+(IF(C1323>=$AE$6,C1323,0)/$AE$5)+IF(C1323>$AE$10,($AE$9/C1323),0)))","v":2.2456884167842657},2.2702363981641622,2.9873133113649866,0.42512879823327276,4.8675194827341173E-4,9.791274268258654E-3,6.8013272720346407E-4,2.5085727909896791,0.1147342612772988,2.9959668455608046E-2,2.3248270064164522E-3,7.7773411046422325E-5,4.9681925891498224E-5,46.221541204463762,1.1297010637633205,1.1296939204096839,1.1419286281379983,0.20060724335641567,0.20060724335641567,0.20060724335641567,0.20060724335641567,null,null,27.572123134813182,null,null,7.5086906141367304E-6,0,0,0]
[1297,1.5028968713789104,7.5144843568945525,{"$f":"IF('Calculation Sheet'!$D$59=\"YES\",(Vcc_max-C1324)*ILIM_FINAL_TOL,(Vcc_max-C1324)*($AE$13+IF(C1324>=$AE$8,$AE$7,0)+(IF(C1324>=$AE$6,C1324,0)/$AE$5)+IF(C1324>$AE$10,($AE$9/C1324),0)))","v":2.2427915278898563},2.2673395098386488,2.9862972621223265,0.42528296694455414,4.8695642180085486E-4,9.795375644602089E-3,6.7925650120770342E-4,2.5056759482056843,0.1147807518460966,2.9972140003772907E-2,2.3258030647319572E-3,7.7806085990506091E-5,4.9702798938788817E-5,46.209920887544335,1.1299850143102359,1.1299778705811383,1.1422131898871686,0.20068623299250499,0.20068623299250499,0.20068623299250499,0.20068623299250499,null,null,27.573015603652472,null,null,7.5144843568945526E-6,0,0,0]
[1298,1.5040556199304749,7.5202780996523746,{"$f":"IF('Calculation Sheet'!$D$59=\"YES\",(Vcc_max-C1325)*ILIM_FINAL_TOL,(Vcc_max-C1325)*($AE$13+IF(C1325>=$AE$8,$AE$7,0)+(IF(C1325>=$AE$6,C1325,0)/$AE$5)+IF(C1325>$AE$10,($AE$9/C1325),0)))","v":2.2398946389283125},2.2644426214459998,2.9852786360706651,0.42543687728603863,4.8716063148601663E-4,9.7994716995679632E-3,6.7838027519195876E-4,2.5027791049135772,0.11482717819981758,2.9984595176183682E-2,2.3267778622240165E-3,7.7838718782974325E-5,4.9723645059618349E-5,46.198290450657915,1.1302681555279983,1.1302610114297862,1.1424969314224034,0.20076510768764955,0.20076510768764955,0.20076510768764955,0.20076510768764955,null,null,27.573906477565505,null,null,7.5202780996523747E-6,0,0,0]
[1299,1.5052143684820392,7.5260718424101958,{"$f":"IF('Calculation Sheet'!$D$59=\"YES\",(Vcc_max-C1326)*ILIM_FINAL_TOL,(Vcc_max-C1326)*($AE$13+IF(C1326>=$AE$8,$AE$7,0)+(IF(C1326>=$AE$6,C1326,0)/$AE$5)+IF(C1326>$AE$10,($AE$9/C1326),0)))","v":2.2369977498996341},2.2615457329862165,2.9842574367402195,0.42559052927959962,4.8736457732889704E-4,9.8035624331660465E-3,6.775040491553419E-4,2.4998822611182181,0.11487354033986064,2.9997033972932297E-2,2.3277513988935183E-3,7.7871309423382939E-5,4.974446425398682E-5,46.186649904775635,1.1305504876225156,1.1305433431615317,1.1427798529551458,0.20084386744628624,0.20084386744628624,0.20084386744628624,0.20084386744628624,null,null,27.574795756744464,null,null,7.526071842410196E-6,0,0,0]
[1300,1.5063731170336034,7.5318655851680179,{"$f":"IF('Calculation Sheet'!$D$59=\"YES\",(Vcc_max-C1327)*ILIM_FINAL_TOL,(Vcc_max-C1327)*($AE$13+IF(C1327>=$AE$8,$AE$7,0)+(IF(C1327>=$AE$6,C1327,0)/$AE$5)+IF(C1327>$AE$10,($AE$9/C1327),0)))","v":2.2341008608038204},2.2586488444592985,2.98323366765637,0.42574392294710894,4.875682593294961E-4,9.8076478454056648E-3,6.7662782309874103E-4,2.4969854168244128,0.11491983826762597,3.0009456394110678E-2,2.3287236747404627E-3,7.7903857911731933E-5,4.976525652189423E-5,46.174999260853738,1.1308320107996432,1.1308248659822271,1.1430619546967846,0.20092251227285196,0.20092251227285196,0.20092251227285196,0.20092251227285196,null,null,27.575683441381518,null,null,7.5318655851680181E-6,0,0,0]
[1301,1.5075318655851677,7.537659327925839,{"$f":"IF('Calculation Sheet'!$D$59=\"YES\",(Vcc_max-C1328)*ILIM_FINAL_TOL,(Vcc_max-C1328)*($AE$13+IF(C1328>=$AE$8,$AE$7,0)+(IF(C1328>=$AE$6,C1328,0)/$AE$5)+IF(C1328>$AE$10,($AE$9/C1328),0)))","v":2.2312039716408716},2.2557519558652457,2.9822073323396667,0.42589705831043645,4.8777167748825789E-4,9.8117279362965881E-3,6.7575159702171206E-4,2.4940885720369135,0.11496607198451247,3.002186243981031E-2,2.3296946897657378E-3,7.7936364248465395E-5,4.978602186289649E-5,46.16333852983346,1.1311127252651838,1.1311055800976721,1.1433432368586538,0.20100104217178316,0.20100104217178316,0.20100104217178316,0.20100104217178316,null,null,27.576569531668788,null,null,7.5376593279258394E-6,0,0,0]
[1302,1.508690614136732,7.5434530706836602,{"$f":"IF('Calculation Sheet'!$D$59=\"YES\",(Vcc_max-C1329)*ILIM_FINAL_TOL,(Vcc_max-C1329)*($AE$13+IF(C1329>=$AE$8,$AE$7,0)+(IF(C1329>=$AE$6,C1329,0)/$AE$5)+IF(C1329>$AE$10,($AE$9/C1329),0)))","v":2.2283070824107885},2.2528550672040577,2.981178434305837,0.4260499353914502,4.8797483180473833E-4,9.8158027058485864E-3,6.7487537092425498E-4,2.4911917267604209,0.11501224149191946,3.0034252110123116E-2,2.3306644439697877E-3,7.7968828433139237E-5,4.9806760277437689E-5,46.151667722641172,1.1313926312248881,1.1313854857136141,1.143623699652033,0.20107945714751629,0.20107945714751629,0.20107945714751629,0.20107945714751629,null,null,27.577454027798336,null,null,7.5434530706836599E-6,0,0,0]
[1303,1.5098493626882963,7.5492468134414814,{"$f":"IF('Calculation Sheet'!$D$59=\"YES\",(Vcc_max-C1330)*ILIM_FINAL_TOL,(Vcc_max-C1330)*($AE$13+IF(C1330>=$AE$8,$AE$7,0)+(IF(C1330>=$AE$6,C1330,0)/$AE$5)+IF(C1330>$AE$10,($AE$9/C1330),0)))","v":2.2254101931135706},2.249958178475735,2.9801469770657913,0.42620255421201625,4.881777222793815E-4,9.8198721540709855E-3,6.7399914480681389E-4,2.4882948809995837,0.11505834679124671,3.0046625405141025E-2,2.3316329373530564E-3,7.8001250465753458E-5,4.9827471765517828E-5,46.139986850188308,1.1316717288844542,1.1316645830357479,1.1439033432881474,0.20115775720448736,0.20115775720448736,0.20115775720448736,0.20115775720448736,null,null,27.578336929962205,null,null,7.5492468134414811E-6,0,0,0]
[1304,1.5110081112398606,7.5550405561993035,{"$f":"IF('Calculation Sheet'!$D$59=\"YES\",(Vcc_max-C1331)*ILIM_FINAL_TOL,(Vcc_max-C1331)*($AE$13+IF(C1331>=$AE$8,$AE$7,0)+(IF(C1331>=$AE$6,C1331,0)/$AE$5)+IF(C1331>$AE$10,($AE$9/C1331),0)))","v":2.2225133037492166},2.2470612896802775,2.9791129641256298,0.42635491479399912,4.8838034891174331E-4,9.8239362809739994E-3,6.7312291866894469E-4,2.4853980347589992,0.11510438788389354,3.0058982324955519E-2,2.3326001699159882E-3,7.8033630346752147E-5,4.9848156327136905E-5,46.128295923371432,1.1319500184495281,1.1319428722697165,1.1441821679781674,0.20123594234713238,0.20123594234713238,0.20123594234713238,0.20123594234713238,null,null,27.579218238352389,null,null,7.5550405561993033E-6,0,0,0]
[1305,1.5121668597914248,7.5608342989571247,{"$f":"IF('Calculation Sheet'!$D$59=\"YES\",(Vcc_max-C1332)*ILIM_FINAL_TOL,(Vcc_max-C1332)*($AE$13+IF(C1332>=$AE$8,$AE$7,0)+(IF(C1332>=$AE$6,C1332,0)/$AE$5)+IF(C1332>$AE$10,($AE$9/C1332),0)))","v":2.2196164143177288},2.2441644008176849,2.9780763989866492,0.42650701715926131,4.8858271170226786E-4,9.8279950865669541E-3,6.7224669251064739E-4,2.4825011880432144,0.11515036477125884,3.0071322869658523E-2,2.333566141659027E-3,7.8065968075691217E-5,4.9868813962294922E-5,46.116594953072273,1.1322275001257034,1.1322203536211102,1.1444601739332096,0.20131401257988779,0.20131401257988779,0.20131401257988779,0.20131401257988779,null,null,27.580097953160852,null,null,7.5608342989571246E-6,0,0,0]
[1306,1.5133256083429893,7.5666280417149476,{"$f":"IF('Calculation Sheet'!$D$59=\"YES\",(Vcc_max-C1333)*ILIM_FINAL_TOL,(Vcc_max-C1333)*($AE$13+IF(C1333>=$AE$8,$AE$7,0)+(IF(C1333>=$AE$6,C1333,0)/$AE$5)+IF(C1333>$AE$10,($AE$9/C1333),0)))","v":2.2167195248191049},2.2412675118879566,2.9770372851453497,0.42665886132966357,4.8878481065051105E-4,9.8320485708591754E-3,6.7137046633192199E-4,2.4796043408567252,0.11519627745474237,3.0083647039341965E-2,2.334530852583061E-3,7.8098263653014754E-5,4.9889444670547789E-5,46.104883950157699,1.1325041741185213,1.1324970272954671,1.1447373613643357,0.20139196790718872,0.20139196790718872,0.20139196790718872,0.20139196790718872,null,null,27.580976074579503,null,null,7.5666280417149476E-6,0,0,0]
[1307,1.5144843568945536,7.5724217844727688,{"$f":"IF('Calculation Sheet'!$D$59=\"YES\",(Vcc_max-C1334)*ILIM_FINAL_TOL,(Vcc_max-C1334)*($AE$13+IF(C1334>=$AE$8,$AE$7,0)+(IF(C1334>=$AE$6,C1334,0)/$AE$5)+IF(C1334>$AE$10,($AE$9/C1334),0)))","v":2.2138226352533477},2.238370622891094,2.9759956260934413,0.42681044732706441,4.8898664575691697E-4,9.8360967338608774E-3,6.7049424013321257E-4,2.4767074932039796,0.11524212593574301,3.0095954834097771E-2,2.3354943026885344E-3,7.8130517078278672E-5,4.9910048452339595E-5,46.093162925479831,1.1327800406334707,1.1327728934982726,1.1450137304825532,0.20146980833347072,0.20146980833347072,0.20146980833347072,0.20146980833347072,null,null,27.581852602800204,null,null,7.5724217844727688E-6,0,0,0]
[1308,1.5156431054461179,7.57821552723059,{"$f":"IF('Calculation Sheet'!$D$59=\"YES\",(Vcc_max-C1335)*ILIM_FINAL_TOL,(Vcc_max-C1335)*($AE$13+IF(C1335>=$AE$8,$AE$7,0)+(IF(C1335>=$AE$6,C1335,0)/$AE$5)+IF(C1335>$AE$10,($AE$9/C1335),0)))","v":2.2109257456204547},2.2354737338270967,2.9749514253178497,0.42696177517332079,4.8918821702104154E-4,9.8401395755813859E-3,6.6961801391407505E-4,2.4738106450893755,0.11528791021566009,3.0108246254017423E-2,2.3364564919758912E-3,7.8162728351482968E-5,4.993062530767034E-5,46.081431889875894,1.1330550998759883,1.1330479524349604,1.1452892814988149,0.20154753386316937,0.20154753386316937,0.20154753386316937,0.20154753386316937,null,null,27.582727538014797,null,null,7.5782155272305901E-6,0,0,0]
[1309,1.5168018539976822,7.5840092699884112,{"$f":"IF('Calculation Sheet'!$D$59=\"YES\",(Vcc_max-C1336)*ILIM_FINAL_TOL,(Vcc_max-C1336)*($AE$13+IF(C1336>=$AE$8,$AE$7,0)+(IF(C1336>=$AE$6,C1336,0)/$AE$5)+IF(C1336>$AE$10,($AE$9/C1336),0)))","v":2.2080288559204271},2.2325768446959646,2.9739046863007239,0.42711284489028789,4.8938952444332884E-4,9.8441770960300268E-3,6.6874178767450942E-4,2.4709137965172623,0.11533363029589294,3.0120521299192848E-2,2.3374174204455755E-3,7.8194897473071734E-5,4.9951175236540024E-5,46.069690854168435,1.1333293520514585,1.1333222043109117,1.1455640146240196,0.20162514450072022,0.20162514450072022,0.20162514450072022,0.20162514450072022,null,null,27.583600880415084,null,null,7.5840092699884114E-6,0,0,0]
[1310,1.5179606025492465,7.5898030127462333,{"$f":"IF('Calculation Sheet'!$D$59=\"YES\",(Vcc_max-C1337)*ILIM_FINAL_TOL,(Vcc_max-C1337)*($AE$13+IF(C1337>=$AE$8,$AE$7,0)+(IF(C1337>=$AE$6,C1337,0)/$AE$5)+IF(C1337>$AE$10,($AE$9/C1337),0)))","v":2.2051319661532642},2.2296799554976974,2.9728554125194417,0.4272636564998189,4.8959056802377887E-4,9.8482092952170142E-3,6.6786556141495979E-4,2.4680169474919422,0.11537928617784088,3.0132779969715529E-2,2.3383770880980315E-3,7.8227024442600879E-5,4.9971698238504558E-5,46.057939829165207,1.1336027973652134,1.1335956493314554,1.1458379300690116,0.20170264025055795,0.20170264025055795,0.20170264025055795,0.20170264025055795,null,null,27.584472630192806,null,null,7.5898030127462336E-6,0,0,0]
[1311,1.5191193511008108,7.5955967555040544,{"$f":"IF('Calculation Sheet'!$D$59=\"YES\",(Vcc_max-C1338)*ILIM_FINAL_TOL,(Vcc_max-C1338)*($AE$13+IF(C1338>=$AE$8,$AE$7,0)+(IF(C1338>=$AE$6,C1338,0)/$AE$5)+IF(C1338>$AE$10,($AE$9/C1338),0)))","v":2.2022350763189662},2.2267830662322954,2.9718036074466174,0.42741421002376523,4.8979134776194755E-4,9.8522361731516739E-3,6.6698933513498204E-4,2.4651200980176688,0.11542487786290279,3.0145022265677834E-2,2.3393354949341472E-3,7.8259109260070403E-5,4.9992194314008032E-5,46.046178825659254,1.1338754360225329,1.1338682877018682,1.1461110280445805,0.20178002111711724,0.20178002111711724,0.20178002111711724,0.20178002111711724,null,null,27.585342787539673,null,null,7.5955967555040548E-6,0,0,0]
[1312,1.520278099652375,7.6013904982618756,{"$f":"IF('Calculation Sheet'!$D$59=\"YES\",(Vcc_max-C1339)*ILIM_FINAL_TOL,(Vcc_max-C1339)*($AE$13+IF(C1339>=$AE$8,$AE$7,0)+(IF(C1339>=$AE$6,C1339,0)/$AE$5)+IF(C1339>$AE$10,($AE$9/C1339),0)))","v":2.1993381864175343},2.2238861768997582,2.9707492745501072,0.42756450548397651,4.8999186365827896E-4,9.8562577298437759E-3,6.661131088345762E-4,2.4622232480986499,0.11547040535247799,3.0157248187171248E-2,2.3402926409539226E-3,7.8291151925924396E-5,5.0012663463050444E-5,46.034407854428913,1.1341472682286446,1.1341401196273748,1.1463833087614621,0.20185728710483275,0.20185728710483275,0.20185728710483275,0.20185728710483275,null,null,27.586211352647357,null,null,7.6013904982618753E-6,0,0,0]
[1313,1.5214368482039395,7.6071842410196986,{"$f":"IF('Calculation Sheet'!$D$59=\"YES\",(Vcc_max-C1340)*ILIM_FINAL_TOL,(Vcc_max-C1340)*($AE$13+IF(C1340>=$AE$8,$AE$7,0)+(IF(C1340>=$AE$6,C1340,0)/$AE$5)+IF(C1340>$AE$10,($AE$9/C1340),0)))","v":2.1964412964489659},2.2209892875000858,2.9696924172930164,0.42771454290230038,4.901921157127731E-4,9.8602739653026461E-3,6.6523688251374224E-4,2.459326397739046,0.11551586864796537,3.0169457734287253E-2,2.3412485261582461E-3,7.8323152439718768E-5,5.0033105685631796E-5,46.022626926237784,1.134418294188724,1.1344111453131474,1.1466547724303375,0.20193443821813917,0.20193443821813917,0.20193443821813917,0.20193443821813917,null,null,27.587078325707495,null,null,7.6071842410196983E-6,0,0,0]
[1314,1.5225955967555038,7.6129779837775198,{"$f":"IF('Calculation Sheet'!$D$59=\"YES\",(Vcc_max-C1341)*ILIM_FINAL_TOL,(Vcc_max-C1341)*($AE$13+IF(C1341>=$AE$8,$AE$7,0)+(IF(C1341>=$AE$6,C1341,0)/$AE$5)+IF(C1341>$AE$10,($AE$9/C1341),0)))","v":2.1935444064132641},2.2180923980332787,2.9686330391337057,0.42786432230058247,4.9039210392542998E-4,9.8642848795384985E-3,6.6436065617292428E-4,2.4564295469429736,0.11556126775076381,3.0181650907118218E-2,2.3422031505475616E-3,7.835511080145352E-5,5.0053520981307997E-5,46.010836051834922,1.1346885141078944,1.1346813649643057,1.1469254192618339,0.20201147446147094,0.20201147446147094,0.20201147446147094,0.20201147446147094,null,null,27.58794370691167,null,null,7.6129779837775196E-6,0,0,0]
[1315,1.5237543453070681,7.618771726535341,{"$f":"IF('Calculation Sheet'!$D$59=\"YES\",(Vcc_max-C1342)*ILIM_FINAL_TOL,(Vcc_max-C1342)*($AE$13+IF(C1342>=$AE$8,$AE$7,0)+(IF(C1342>=$AE$6,C1342,0)/$AE$5)+IF(C1342>$AE$10,($AE$9/C1342),0)))","v":2.1906475163104266},2.2151955084993369,2.9675711435257983,0.42801384370066686,4.9059182829624959E-4,9.8682904725606591E-3,6.6348442981167821E-4,2.4535326957145016,0.11560660266227263,3.0193827705755627E-2,2.3431565141223132E-3,7.8387027011572741E-5,5.0073909350523138E-5,45.999035241954616,1.1349579281912268,1.1349507787859179,1.1471952494665236,0.20208839583926208,0.20208839583926208,0.20208839583926208,0.20208839583926208,null,null,27.588807496451427,null,null,7.6187717265353409E-6,0,0,0]
[1316,1.5249130938586324,7.6245654692931621,{"$f":"IF('Calculation Sheet'!$D$59=\"YES\",(Vcc_max-C1343)*ILIM_FINAL_TOL,(Vcc_max-C1343)*($AE$13+IF(C1343>=$AE$8,$AE$7,0)+(IF(C1343>=$AE$6,C1343,0)/$AE$5)+IF(C1343>$AE$10,($AE$9/C1343),0)))","v":2.1877506261404549},2.2122986188982603,2.9665067339181848,0.42816310712439565,4.9079128882523193E-4,9.8722907443784536E-3,6.6260820343000404E-4,2.4506358440576554,0.11565187338389071,3.0205988130290962E-2,2.344108616882945E-3,7.8418901069632341E-5,5.0094270793277218E-5,45.98722450731659,1.13522653664374,1.1352193869829994,1.147464263254925,0.20216520235594659,0.20216520235594659,0.20216520235594659,0.20216520235594659,null,null,27.589669694518289,null,null,7.6245654692931621E-6,0,0,0]
[1317,1.5260718424101967,7.6303592120509842,{"$f":"IF('Calculation Sheet'!$D$59=\"YES\",(Vcc_max-C1344)*ILIM_FINAL_TOL,(Vcc_max-C1344)*($AE$13+IF(C1344>=$AE$8,$AE$7,0)+(IF(C1344>=$AE$6,C1344,0)/$AE$5)+IF(C1344>$AE$10,($AE$9/C1344),0)))","v":2.1848537359033475},2.209401729230049,2.9654398137550313,0.42831211259360913,4.9099048551237701E-4,9.8762856950020961E-3,6.6173197702790176E-4,2.4477389919764154,0.11569707991701694,3.0218132180816593E-2,2.3450594588303453E-3,7.845073297563232E-5,5.0114605309570237E-5,45.97540385862596,1.1354943396704007,1.1354871897605139,1.1477324608375021,0.20224189401595849,0.20224189401595849,0.20224189401595849,0.20224189401595849,null,null,27.590530301303716,null,null,7.6303592120509834E-6,0,0,0]
[1318,1.5272305909617609,7.6361529548088054,{"$f":"IF('Calculation Sheet'!$D$59=\"YES\",(Vcc_max-C1345)*ILIM_FINAL_TOL,(Vcc_max-C1345)*($AE$13+IF(C1345>=$AE$8,$AE$7,0)+(IF(C1345>=$AE$6,C1345,0)/$AE$5)+IF(C1345>$AE$10,($AE$9/C1345),0)))","v":2.1819568455991059},2.2065048394947024,2.9643703864757858,0.42846086013014584,4.9118941835768481E-4,9.8802753244409125E-3,6.6085575060581547E-4,2.4448421394747188,0.1157422222630502,3.0230259857424002E-2,2.3460090399645139E-3,7.8482522730016768E-5,5.0134912898958106E-5,45.963573306573281,1.1357613374761235,1.1357541873233727,1.1479998424246647,0.20231847082373111,0.20231847082373111,0.20231847082373111,0.20231847082373111,null,null,27.591389316999127,null,null,7.6361529548088047E-6,0,0,0]
[1319,1.5283893395133252,7.6419466975666266,{"$f":"IF('Calculation Sheet'!$D$59=\"YES\",(Vcc_max-C1346)*ILIM_FINAL_TOL,(Vcc_max-C1346)*($AE$13+IF(C1346>=$AE$8,$AE$7,0)+(IF(C1346>=$AE$6,C1346,0)/$AE$5)+IF(C1346>$AE$10,($AE$9/C1346),0)))","v":2.179059955227729},2.2036079496922212,2.9632984555151829,0.42860934975584231,4.9138808736115536E-4,9.8842596327042287E-3,6.5997952416330108E-4,2.4419452865564586,0.11578730042338936,3.0242371160205117E-2,2.3469573602863392E-3,7.8514270332341596E-5,5.0155193561884914E-5,45.951732861834508,1.136027530265771,1.1360203798764352,1.1482664082267682,0.20239493278369824,0.20239493278369824,0.20239493278369824,0.20239493278369824,null,null,27.592246741795918,null,null,7.641946697566626E-6,0,0,0]
[1320,1.5295480880648895,7.6477404403244487,{"$f":"IF('Calculation Sheet'!$D$59=\"YES\",(Vcc_max-C1347)*ILIM_FINAL_TOL,(Vcc_max-C1347)*($AE$13+IF(C1347>=$AE$8,$AE$7,0)+(IF(C1347>=$AE$6,C1347,0)/$AE$5)+IF(C1347>$AE$10,($AE$9/C1347),0)))","v":2.1761630647892174},2.2007110598226047,2.9622240243032527,0.42875758149253329,4.9158649252278863E-4,9.8882386198022587E-3,6.5910329770035858E-4,2.4390484332254854,0.11583231439943376,3.0254466089251419E-2,2.3479044197962651E-3,7.8545975782606803E-5,5.0175447298350662E-5,45.939882535071085,1.1362929182441532,1.1362857676245084,1.1485321584541142,0.20247127990029301,0.20247127990029301,0.20247127990029301,0.20247127990029301,null,null,27.593102575885439,null,null,7.647740440324449E-6,0,0,0]
[1321,1.530706836616454,7.6535341830822707,{"$f":"IF('Calculation Sheet'!$D$59=\"YES\",(Vcc_max-C1348)*ILIM_FINAL_TOL,(Vcc_max-C1348)*($AE$13+IF(C1348>=$AE$8,$AE$7,0)+(IF(C1348>=$AE$6,C1348,0)/$AE$5)+IF(C1348>$AE$10,($AE$9/C1348),0)))","v":2.1732661742835702},2.1978141698858531,2.961147096265325,0.42890555536205177,4.9178463384258464E-4,9.8922122857443284E-3,6.5822707121743207E-4,2.4361515794856068,0.11587726419258182,3.0266544644654836E-2,2.3488502184947357E-3,7.8577639081256478E-5,5.0195674108355348E-5,45.928022336929942,1.1365575016160285,1.1365503507723473,1.1487970933169496,0.20254751217794853,0.20254751217794853,0.20254751217794853,0.20254751217794853,null,null,27.593956819458992,null,null,7.6535341830822703E-6,0,0,0]
[1322,1.5318655851680183,7.6593279258400919,{"$f":"IF('Calculation Sheet'!$D$59=\"YES\",(Vcc_max-C1349)*ILIM_FINAL_TOL,(Vcc_max-C1349)*($AE$13+IF(C1349>=$AE$8,$AE$7,0)+(IF(C1349>=$AE$6,C1349,0)/$AE$5)+IF(C1349>$AE$10,($AE$9/C1349),0)))","v":2.1703692837107882},2.1949172798819672,2.9600676748220378,0.42905327138622851,4.9198251132054338E-4,9.8961806305402078E-3,6.5735084471407745E-4,2.4332547253405901,0.11592214980423199,3.0278606826507293E-2,2.3497947563821953E-3,7.8609260227846534E-5,5.0215873991454885E-5,45.916152278043462,1.1368212805861029,1.1368141295246548,1.1490612130254672,0.20262362962109792,0.20262362962109792,0.20262362962109792,0.20262362962109792,null,null,27.594809472707844,null,null,7.6593279258400916E-6,0,0,0]
[1323,1.5330243337195826,7.665121668597914,{"$f":"IF('Calculation Sheet'!$D$59=\"YES\",(Vcc_max-C1350)*ILIM_FINAL_TOL,(Vcc_max-C1350)*($AE$13+IF(C1350>=$AE$8,$AE$7,0)+(IF(C1350>=$AE$6,C1350,0)/$AE$5)+IF(C1350>$AE$10,($AE$9/C1350),0)))","v":2.1674723930708719},2.192020389810946,2.9589857633893422,0.42920072958689293,4.9218012495710894E-4,9.9001436541996668E-3,6.5647461819029473E-4,2.4303578707941593,0.11596697123578359,3.0290652634900717E-2,2.3507380334595318E-3,7.8640839222376968E-5,5.023604694809336E-5,45.904272369029655,1.1370842553590303,1.1370771040860816,1.1493245177898057,0.20269963223417387,0.20269963223417387,0.20269963223417387,0.20269963223417387,null,null,27.595660535823221,null,null,7.6651216685979146E-6,0,0,0]
[1324,1.5341830822711469,7.6709154113557352,{"$f":"IF('Calculation Sheet'!$D$59=\"YES\",(Vcc_max-C1351)*ILIM_FINAL_TOL,(Vcc_max-C1351)*($AE$13+IF(C1351>=$AE$8,$AE$7,0)+(IF(C1351>=$AE$6,C1351,0)/$AE$5)+IF(C1351>$AE$10,($AE$9/C1351),0)))","v":2.1645755023638205},2.1891234996727902,2.9579013653785093,0.42934792998587223,4.9237747475183724E-4,9.9041013567320313E-3,6.5559839164608391E-4,2.4274610158499978,0.11601172848863506,3.030268206992659E-2,2.3516800497271895E-3,7.8672376065291871E-5,5.0256192978270775E-5,45.892382620491965,1.1373464261394128,1.1373392746612268,1.1495870078200499,0.20277552002160903,0.20277552002160903,0.20277552002160903,0.20277552002160903,null,null,27.596510008996304,null,null,7.6709154113557358E-6,0,0,0]
[1325,1.5353418308227111,7.6767091541135564,{"$f":"IF('Calculation Sheet'!$D$59=\"YES\",(Vcc_max-C1352)*ILIM_FINAL_TOL,(Vcc_max-C1352)*($AE$13+IF(C1352>=$AE$8,$AE$7,0)+(IF(C1352>=$AE$6,C1352,0)/$AE$5)+IF(C1352>$AE$10,($AE$9/C1352),0)))","v":2.1616786115896343},2.1862266094674991,2.956814484196137,0.42949487260499186,4.9257456070472827E-4,9.9080537381470712E-3,6.5472216508188907E-4,2.4245641605117489,0.11605642156418527,3.0314695131676839E-2,2.3526208051851683E-3,7.8703870756147154E-5,5.0276312081987129E-5,45.880483043019439,1.1376077931318,1.1376006414546367,1.1498486833262298,0.20285129298783589,0.20285129298783589,0.20285129298783589,0.20285129298783589,null,null,27.597357892418238,null,null,7.6767091541135571E-6,0,0,0]
[1326,1.5365005793742754,7.6825028968713776,{"$f":"IF('Calculation Sheet'!$D$59=\"YES\",(Vcc_max-C1353)*ILIM_FINAL_TOL,(Vcc_max-C1353)*($AE$13+IF(C1353>=$AE$8,$AE$7,0)+(IF(C1353>=$AE$6,C1353,0)/$AE$5)+IF(C1353>$AE$10,($AE$9/C1353),0)))","v":2.1587817207483133},2.1833297191950733,2.9557251232441555,0.42964155746607569,4.9277138281622612E-4,9.9120007984541125E-3,6.5384593849726613E-4,2.4216673047830151,0.11610105046383312,3.0326691820242946E-2,2.3535602998343563E-3,7.8735323295386905E-5,5.0296404258798333E-5,45.868573647186764,1.13786835654069,1.1378612046708061,1.1501095445183218,0.20292695113728665,0.20292695113728665,0.20292695113728665,0.20292695113728665,null,null,27.598204186280132,null,null,7.6825028968713767E-6,0,0,0]
[1327,1.5376593279258397,7.6882966396291996,{"$f":"IF('Calculation Sheet'!$D$59=\"YES\",(Vcc_max-C1354)*ILIM_FINAL_TOL,(Vcc_max-C1354)*($AE$13+IF(C1354>=$AE$8,$AE$7,0)+(IF(C1354>=$AE$6,C1354,0)/$AE$5)+IF(C1354>$AE$10,($AE$9/C1354),0)))","v":2.1558848298398567},2.1804328288555128,2.9546332859198343,0.42978798459094536,4.9296794108588671E-4,9.9159425376633692E-3,6.5296971189221509E-4,2.4187704486673596,0.11614561518897704,3.0338672135716838E-2,2.3544985336751978E-3,7.8766733682567036E-5,5.0316469509148476E-5,45.856654443554142,1.1381281165705284,1.1381209645141777,1.150369591606248,0.20300249447439356,0.20300249447439356,0.20300249447439356,0.20300249447439356,null,null,27.599048890773048,null,null,7.6882966396291997E-6,0,0,0]
[1328,1.538818076477404,7.6940903823870208,{"$f":"IF('Calculation Sheet'!$D$59=\"YES\",(Vcc_max-C1355)*ILIM_FINAL_TOL,(Vcc_max-C1355)*($AE$13+IF(C1355>=$AE$8,$AE$7,0)+(IF(C1355>=$AE$6,C1355,0)/$AE$5)+IF(C1355>$AE$10,($AE$9/C1355),0)))","v":2.1529879388642659},2.1775359384488171,2.953538975615789,0.42993415400142077,4.9316423551371003E-4,9.9198789557841671E-3,6.5209348526673594E-4,2.4158735921683063,0.11619011574101545,3.0350636078190441E-2,2.3554355067085808E-3,7.8798101917687546E-5,5.0336507833037558E-5,45.844725442667446,1.1383870734257089,1.1383799211891419,1.1506288247998762,0.2030779230035884,0.2030779230035884,0.2030779230035884,0.2030779230035884,null,null,27.599892006088009,null,null,7.694090382387021E-6,0,0,0]
[1329,1.5399768250289685,7.6998841251448429,{"$f":"IF('Calculation Sheet'!$D$59=\"YES\",(Vcc_max-C1356)*ILIM_FINAL_TOL,(Vcc_max-C1356)*($AE$13+IF(C1356>=$AE$8,$AE$7,0)+(IF(C1356>=$AE$6,C1356,0)/$AE$5)+IF(C1356>$AE$10,($AE$9/C1356),0)))","v":2.1500910478215398},2.1746390479749862,2.9524421957199873,0.43008006571932023,4.9336026610014017E-4,9.9238100528262763E-3,6.5121725862127278E-4,2.4129767352893396,0.11623455212134726,3.0362583647755681E-2,2.3563712189345054E-3,7.8829428001192525E-5,5.035651923046558E-5,45.832786655058229,1.1386452273105734,1.1386380749000375,1.1508872443090201,0.20315323672930319,0.20315323672930319,0.20315323672930319,0.20315323672930319,null,null,27.600733532415994,null,null,7.6998841251448423E-6,0,0,0]
[1330,1.5411355735805328,7.705677867902665,{"$f":"IF('Calculation Sheet'!$D$59=\"YES\",(Vcc_max-C1357)*ILIM_FINAL_TOL,(Vcc_max-C1357)*($AE$13+IF(C1357>=$AE$8,$AE$7,0)+(IF(C1357>=$AE$6,C1357,0)/$AE$5)+IF(C1357>$AE$10,($AE$9/C1357),0)))","v":2.1471941567116786},2.171742157434021,2.9513429496157548,0.43022571976645962,4.9355603284473304E-4,9.9277358287990225E-3,6.5034103195538151E-4,2.4100798780339074,0.11627892433137088,3.0374514844504041E-2,2.3573056703538597E-3,7.8860711932637884E-5,5.0376503700988451E-5,45.820838091243651,1.1389025784294118,1.138895425851151,1.1511448503434398,0.20322843565596926,0.20322843565596926,0.20322843565596926,0.20322843565596926,null,null,27.601573469947954,null,null,7.7056778679026653E-6,0,0,0]
[1331,1.5422943221320971,7.7114716106604861,{"$f":"IF('Calculation Sheet'!$D$59=\"YES\",(Vcc_max-C1358)*ILIM_FINAL_TOL,(Vcc_max-C1358)*($AE$13+IF(C1358>=$AE$8,$AE$7,0)+(IF(C1358>=$AE$6,C1358,0)/$AE$5)+IF(C1358>$AE$10,($AE$9/C1358),0)))","v":2.1442972655346826},2.1688452668259206,2.9502412406817822,0.43037111616465351,4.9375153574793273E-4,9.9316562837121758E-3,6.4946480526906214E-4,2.4071830204054181,0.11632323237248476,3.0386429668527448E-2,2.3582388609670879E-3,7.8891953712023621E-5,5.0396461245050261E-5,45.80887976172658,1.1391591269864616,1.1391519742467169,1.1514016431128409,0.20330351978801819,0.20330351978801819,0.20330351978801819,0.20330351978801819,null,null,27.602411818874778,null,null,7.7114716106604866E-6,0,0,0]
[1332,1.5434530706836613,7.7172653534183073,{"$f":"IF('Calculation Sheet'!$D$59=\"YES\",(Vcc_max-C1359)*ILIM_FINAL_TOL,(Vcc_max-C1359)*($AE$13+IF(C1359>=$AE$8,$AE$7,0)+(IF(C1359>=$AE$6,C1359,0)/$AE$5)+IF(C1359>$AE$10,($AE$9/C1359),0)))","v":2.1414003742905523},2.1659483761506855,2.9491370722921308,0.43051625493571444,4.9394677480973925E-4,9.9355714175755061E-3,6.4858857856275876E-4,2.4042861624072422,0.11636747624608734,3.0398328119917384E-2,2.359170790774634E-3,7.8923153339793828E-5,5.0416391862651011E-5,45.796911676995599,1.1394148731859088,1.1394077202909179,1.1516576228268749,0.2033784891298811,0.2033784891298811,0.2033784891298811,0.2033784891298811,null,null,27.603248579387341,null,null,7.7172653534183079E-6,0,0,0]
[1333,1.5446118192352256,7.7230590961761285,{"$f":"IF('Calculation Sheet'!$D$59=\"YES\",(Vcc_max-C1360)*ILIM_FINAL_TOL,(Vcc_max-C1360)*($AE$13+IF(C1360>=$AE$8,$AE$7,0)+(IF(C1360>=$AE$6,C1360,0)/$AE$5)+IF(C1360>$AE$10,($AE$9/C1360),0)))","v":2.1385034829792868},2.1630514854083152,2.9480304478162394,0.43066113610145318,4.941417500297085E-4,9.9394812303987834E-3,6.4771235183602727E-4,2.4013893040427141,0.1164116559535775,3.0410210198765775E-2,2.3601014597769421E-3,7.8954310815504414E-5,5.04362955537907E-5,45.784933847525025,1.1396698172318873,1.1396626641878849,1.1519127896951393,0.20345334368598933,0.20345334368598933,0.20345334368598933,0.20345334368598933,null,null,27.60408375167647,null,null,7.7230590961761291E-6,0,0,0]
[1334,1.5457705677867899,7.7288528389339506,{"$f":"IF('Calculation Sheet'!$D$59=\"YES\",(Vcc_max-C1361)*ILIM_FINAL_TOL,(Vcc_max-C1361)*($AE$13+IF(C1361>=$AE$8,$AE$7,0)+(IF(C1361>=$AE$6,C1361,0)/$AE$5)+IF(C1361>$AE$10,($AE$9/C1361),0)))","v":2.1356065916008862},2.1601545945988101,2.9469213706189312,0.43080575968367874,4.9433646140828458E-4,9.9433857221913335E-3,6.4683612508886768E-4,2.3984924453151311,0.11645577149635322,3.0422075905164547E-2,2.3610308679744563E-3,7.8985426139155379E-5,5.0456172318025239E-5,45.772946283774921,1.1399239593284789,1.1399168061416964,1.1521671439271777,0.20352808346077356,0.20352808346077356,0.20352808346077356,0.20352808346077356,null,null,27.604917335932925,null,null,7.7288528389339504E-6,0,0,0]
[1335,1.5469293163383542,7.7346465816917718,{"$f":"IF('Calculation Sheet'!$D$59=\"YES\",(Vcc_max-C1362)*ILIM_FINAL_TOL,(Vcc_max-C1362)*($AE$13+IF(C1362>=$AE$8,$AE$7,0)+(IF(C1362>=$AE$6,C1362,0)/$AE$5)+IF(C1362>$AE$10,($AE$9/C1362),0)))","v":2.1327097001553508},2.1572577037221703,2.945809844060419,0.43095012570419788,4.9453090894546747E-4,9.9472848929629265E-3,6.4595989832127998E-4,2.3955955862277536,0.11649982287581295,3.0433925239205628E-2,2.3619590153680647E-3,7.9016499311190813E-5,5.0476022155798717E-5,45.760948996191118,1.1401772996797137,1.1401701463563794,1.1524206857324795,0.20360270845866468,0.20360270845866468,0.20360270845866468,0.20360270845866468,null,null,27.605749332347461,null,null,7.7346465816917717E-6,0,0,0]
[1336,1.5480880648899187,7.7404403244495947,{"$f":"IF('Calculation Sheet'!$D$59=\"YES\",(Vcc_max-C1363)*ILIM_FINAL_TOL,(Vcc_max-C1363)*($AE$13+IF(C1363>=$AE$8,$AE$7,0)+(IF(C1363>=$AE$6,C1363,0)/$AE$5)+IF(C1363>$AE$10,($AE$9/C1363),0)))","v":2.1298128086426797},2.1543608127783949,2.9446958714963118,0.43109423418481607,4.947250926408131E-4,9.9511787427233322E-3,6.4508367153370827E-4,2.3926987267838062,0.11654381009335513,3.0445758200980499E-2,2.3628859019577675E-3,7.9047530331166627E-5,5.0495845067111134E-5,45.748941995205193,1.1404298384895697,1.1404226850359089,1.1526734153204803,0.20367721868409316,0.20367721868409316,0.20367721868409316,0.20367721868409316,null,null,27.606579741110775,null,null,7.7404403244495947E-6,0,0,0]
[1337,1.549246813441483,7.7462340672074159,{"$f":"IF('Calculation Sheet'!$D$59=\"YES\",(Vcc_max-C1364)*ILIM_FINAL_TOL,(Vcc_max-C1364)*($AE$13+IF(C1364>=$AE$8,$AE$7,0)+(IF(C1364>=$AE$6,C1364,0)/$AE$5)+IF(C1364>$AE$10,($AE$9/C1364),0)))","v":2.1269159170628744},2.1514639217674851,2.9435794562776221,0.4312380851473363,4.9491901249476555E-4,9.9550672714818766E-3,6.4420744472570846E-4,2.3898018669864798,0.11658773315037818,3.0457574790581088E-2,2.3638115277444527E-3,7.907851919908282E-5,5.0515641051518401E-5,45.736925291234627,1.1406815759619731,1.1406744223842078,1.1529253329005618,0.20375161414148946,0.20375161414148946,0.20375161414148946,0.20375161414148946,null,null,27.607408562413532,null,null,7.746234067207416E-6,0,0,0]
[1338,1.5504055619930472,7.7520278099652371,{"$f":"IF('Calculation Sheet'!$D$59=\"YES\",(Vcc_max-C1365)*ILIM_FINAL_TOL,(Vcc_max-C1365)*($AE$13+IF(C1365>=$AE$8,$AE$7,0)+(IF(C1365>=$AE$6,C1365,0)/$AE$5)+IF(C1365>$AE$10,($AE$9/C1365),0)))","v":2.1240190254159348},2.1485670306894402,2.9424606017507706,0.43138167861356003,4.9511266850732483E-4,9.9589504792483297E-3,6.4333121789728054E-4,2.3869050068389277,0.11663159204828055,3.0469375008098876E-2,2.3647358927285644E-3,7.9109465915383481E-5,5.0535410109464607E-5,45.724898894682624,1.1409325123007983,1.1409253586051473,1.1531764386820513,0.20382589483528379,0.20382589483528379,0.20382589483528379,0.20382589483528379,null,null,27.608235796446348,null,null,7.7520278099652373E-6,0,0,0]
[1339,1.5515643105446115,7.7578215527230583,{"$f":"IF('Calculation Sheet'!$D$59=\"YES\",(Vcc_max-C1366)*ILIM_FINAL_TOL,(Vcc_max-C1366)*($AE$13+IF(C1366>=$AE$8,$AE$7,0)+(IF(C1366>=$AE$6,C1366,0)/$AE$5)+IF(C1366>$AE$10,($AE$9/C1366),0)))","v":2.1211221337018595},2.1456701395442606,2.9413393112575941,0.43152501460528714,4.9530606067849092E-4,9.9628283660324612E-3,6.4245499104842452E-4,2.3840081463442693,0.11667538678846023,3.0481158853626233E-2,2.3656589969105468E-3,7.9140370479624522E-5,5.0555152240949752E-5,45.712862815938287,1.1411826477098677,1.1411754939025469,1.1534267328742223,0.20390006076990619,0.20390006076990619,0.20390006076990619,0.20390006076990619,null,null,27.609061443399803,null,null,7.7578215527230586E-6,0,0,0]
[1340,1.5527230590961758,7.7636152954808804,{"$f":"IF('Calculation Sheet'!$D$59=\"YES\",(Vcc_max-C1367)*ILIM_FINAL_TOL,(Vcc_max-C1367)*($AE$13+IF(C1367>=$AE$8,$AE$7,0)+(IF(C1367>=$AE$6,C1367,0)/$AE$5)+IF(C1367>$AE$10,($AE$9/C1367),0)))","v":2.1182252419206495},2.1427732483319462,2.9402155881353496,0.43166809314431531,4.9549918900826384E-4,9.9667009318440414E-3,6.4157876417958448E-4,2.38111128550559,0.11671911737231566,3.0492926327254199E-2,2.366580840291288E-3,7.9171232891805943E-5,5.0574867445973837E-5,45.700817065376647,1.1414319823929517,1.1414248284801736,1.1536762156862943,0.20397411194978643,0.20397411194978643,0.20397411194978643,0.20397411194978643,null,null,27.609885503464437,null,null,7.7636152954808799E-6,0,0,0]
[1341,1.5538818076477401,7.7694090382387015,{"$f":"IF('Calculation Sheet'!$D$59=\"YES\",(Vcc_max-C1368)*ILIM_FINAL_TOL,(Vcc_max-C1368)*($AE$13+IF(C1368>=$AE$8,$AE$7,0)+(IF(C1368>=$AE$6,C1368,0)/$AE$5)+IF(C1368>$AE$10,($AE$9/C1368),0)))","v":2.1153283500723048},2.1398763570524966,2.9390894357167232,0.43181091425244045,4.9569205349664358E-4,9.9705681766923959E-3,6.4070253729031634E-4,2.3782144243259409,0.11676278380124483,3.0504677429075144E-2,2.367501422870788E-3,7.9202053152371832E-5,5.0594555724092771E-5,45.688761653358505,1.1416805165537693,1.1416733625417432,1.1539248873274333,0.20404804837935453,0.20404804837935453,0.20404804837935453,0.20404804837935453,null,null,27.610707976830742,null,null,7.7694090382387011E-6,0,0,0]
[1342,1.5550405561993044,7.7752027809965227,{"$f":"IF('Calculation Sheet'!$D$59=\"YES\",(Vcc_max-C1369)*ILIM_FINAL_TOL,(Vcc_max-C1369)*($AE$13+IF(C1369>=$AE$8,$AE$7,0)+(IF(C1369>=$AE$6,C1369,0)/$AE$5)+IF(C1369>$AE$10,($AE$9/C1369),0)))","v":2.1124314581568249},2.1369794657059122,2.937960857329835,0.43195347795145667,4.9588465414363014E-4,9.9744301005872948E-3,6.398263103806201E-4,2.3753175628083394,0.11680638607664617,3.051641215918055E-2,2.368420744649935E-3,7.92328312608781E-5,5.0614217075750645E-5,45.676696590230641,1.1419282503959873,1.1419210962909194,1.1541727480067507,0.20412187006303983,0.20412187006303983,0.20412187006303983,0.20412187006303983,null,null,27.611528863689195,null,null,7.7752027809965224E-6,0,0,0]
[1343,1.5561993047508687,7.7809965237543439,{"$f":"IF('Calculation Sheet'!$D$59=\"YES\",(Vcc_max-C1370)*ILIM_FINAL_TOL,(Vcc_max-C1370)*($AE$13+IF(C1370>=$AE$8,$AE$7,0)+(IF(C1370>=$AE$6,C1370,0)/$AE$5)+IF(C1370>$AE$10,($AE$9/C1370),0)))","v":2.1095345661742106},2.1340825742921932,2.9368298562982451,0.43209578426315609,4.9607699094922353E-4,9.978286703538064E-3,6.3895008345093984E-4,2.3724207009557698,0.11684992419991769,3.0528130517662344E-2,2.3693388056291731E-3,7.9263567217324749E-5,5.0633851500947458E-5,45.66462188632579,1.1421751841232206,1.1421680299313142,1.1544197979333044,0.20419557700527169,0.20419557700527169,0.20419557700527169,0.20419557700527169,null,null,27.612348164230198,null,null,7.7809965237543437E-6,0,0,0]
[1344,{"$f":"($AE$11/2000)*(A1371)","v":1.5573580533024332},{"$f":"$AE$13*B1371*10^-3/($AE$4*10^-6)","v":7.7867902665121669},{"$f":"IF('Calculation Sheet'!$D$59=\"YES\",(Vcc_max-C1371)*ILIM_FINAL_TOL,(Vcc_max-C1371)*($AE$13+IF(C1371>=$AE$8,$AE$7,0)+(IF(C1371>=$AE$6,C1371,0)/$AE$5)+IF(C1371>$AE$10,($AE$9/C1371),0)))","v":2.1066376741244599},2.1311856828113385,2.9356964359409603,0.43223783320932951,4.9626906391342374E-4,9.9821379855549175E-3,6.3807385650083148E-4,2.3695238387711832,0.11689339817245759,3.0539832504612008E-2,2.3702556058089463E-3,7.9294261022155865E-5,5.065345899968321E-5,45.65253755196256,1.1424213179390326,1.1424141636664875,1.1546660373160984,0.20426916921047944,0.20426916921047944,0.20426916921047944,0.20426916921047944,null,null,27.613165878644139,null,null,{"$f":"IF(C1371>=$AE$6,C1371,0)/$AE$5","v":7.7867902665121667E-6},{"$f":"IF(C1371>=$AE$8,$AE$7,0)","v":0},{"$f":"IF(C1371>$AE$10,($AE$9/C1371),0)","v":0},{"$f":"(Q1371-AA1371)*IF((Vcc_max-C1371)>$F$4,1,0)","v":0}]
[1345,1.5585168018539974,7.7925840092699881,{"$f":"IF('Calculation Sheet'!$D$59=\"YES\",(Vcc_max-C1372)*ILIM_FINAL_TOL,(Vcc_max-C1372)*($AE$13+IF(C1372>=$AE$8,$AE$7,0)+(IF(C1372>=$AE$6,C1372,0)/$AE$5)+IF(C1372>$AE$10,($AE$9/C1372),0)))","v":2.1037407820075757},{"$f":"(D1371+((((EXP(-(B1372-B1371)*10^-3/$F$14)))*(E1371-D1371))))","v":2.1282887912633495},{"$f":"(D1371+((((EXP(-(B1372-B1371)*10^-3/$F$15)))*(F1371-D1371))))","v":2.9345605995724404},{"$f":"(D1371+((((EXP(-(B1372-B1371)*10^-3/$F$16)))*(G1371-D1371))))","v":0.43237962481176506},{"$f":"(D1371+((((EXP(-(B1372-B1371)*10^-3/$F$17)))*(H1371-D1371))))","v":4.9646087303623077E-4},{"$f":"(D1371+((((EXP(-(B1372-B1371)*10^-3/$F$18)))*(I1371-D1371))))","v":9.9859839466471811E-3},{"$f":"(D1371+((((EXP(-(B1372-B1371)*10^-3/$F$19)))*(JX1371-D1371))))","v":6.3719762953029502E-4},{"$f":"(D1371+((((EXP(-(B1372-B1371)*10^-3/$F$20)))*(K1371-D1371))))","v":2.366626976257499},{"$f":"(D1371+((((EXP(-(B1372-B1371)*10^-3/$F$21)))*(L1371-D1371))))","v":0.11693680799566408},{"$f":"(D1371+((((EXP(-(B1372-B1371)*10^-3/$F$22)))*(M1371-D1371))))","v":3.0551518120121468E-2},2.3711711451896988E-3,7.9324912674927361E-5,5.0673039571513812E-5,45.640443597445589,{"$f":"(D1371+((((EXP(-(B1372-B1371)*10^-3/$B$14)))*(R1371-D1371))))","v":1.1426666520469348},{"$f":"(D1371+((((EXP(-(B1372-B1371)*10^-3/$B$15)))*(S1371-D1371))))","v":1.1426594976999478},{"$f":"(D1371+((((EXP(-(B1372-B1371)*10^-3/$B$16)))*(T1371-D1371))))","v":1.1549114663640827},{"$f":"(D1371+((((EXP(-(B1372-B1371)*10^-3/$B$17)))*(U1371-D1371))))","v":0.20434264668309199},{"$f":"(D1371+((((EXP(-(B1372-B1371)*10^-3/$B$18)))*(V1371-D1371))))","v":0.20434264668309199},0.20434264668309199,0.20434264668309199,null,null,27.613982007121351,null,null,7.792584009269988E-6,0,0,0]
[1346,1.5596755504055617,7.7983777520278093,{"$f":"IF('Calculation Sheet'!$D$59=\"YES\",(Vcc_max-C1373)*ILIM_FINAL_TOL,(Vcc_max-C1373)*($AE$13+IF(C1373>=$AE$8,$AE$7,0)+(IF(C1373>=$AE$6,C1373,0)/$AE$5)+IF(C1373>$AE$10,($AE$9/C1373),0)))","v":2.1008438898235564},2.1253918996482253,2.933422350502604,0.43252115909224953,4.9665241831764462E-4,9.9898245868241808E-3,6.3632140253933045E-4,2.3637301134176036,0.11698015367093517,3.0563187364282651E-2,{"$f":"(D1372+((((EXP(-(B1373-B1372)*10^-3/$F$23)))*(N1372-D1372))))","v":2.3720854237718747E-3},{"$f":"(D1372+((((EXP(-(B1373-B1372)*10^-3/$F$24)))*(O1372-D1372))))","v":7.9355522175639237E-5},{"$f":"(D1372+((((EXP(-(B1373-B1372)*10^-3/$F$25)))*(P1372-D1372))))","v":5.0692593216883353E-5},{"$f":"$C$6+(E1373*$G$14)+(F1373*$G$15)+(G1373*$G$16)+(H1373*$G$17)+(I1373*$G$18)+(J1373*$G$19)+(K1373*$G$20)+(L1373*$G$21)+(M1373*$G$22)","v":45.628340033065477},1.1429111866503869,1.1429040322351516,1.1551560852861533,0.20441600942753824,0.20441600942753824,{"$f":"(D1372+((((EXP(-(B1373-B1372)*10^-3/$B$19)))*(W1372-D1372))))","v":0.20441600942753824},{"$f":"(D1372+((((EXP(-(B1373-B1372)*10^-3/$B$20)))*(X1372-D1372))))","v":0.20441600942753824},null,null,{"$f":"$C$6+(R1373*$C$14)+(S1373*$C$15)+(T1373*$C$16)+(U1373*$C$17)+(V1373*$C$18)+(W1373*$C$19)+(X1373*$C$20)","v":27.61479654985213},null,null,7.7983777520278093E-6,0,0,0]
[1347,1.560834298957126,7.8041714947856313,{"$f":"IF('Calculation Sheet'!$D$59=\"YES\",(Vcc_max-C1374)*ILIM_FINAL_TOL,(Vcc_max-C1374)*($AE$13+IF(C1374>=$AE$8,$AE$7,0)+(IF(C1374>=$AE$6,C1374,0)/$AE$5)+IF(C1374>$AE$10,($AE$9/C1374),0)))","v":2.0979469975724019},2.1224950079659664,2.9322816920368355,0.43266243607256771,4.9684369975766529E-4,9.9936599060961306E-3,6.3544517552838187E-4,2.3608332502543519,0.11702343519966885,3.057484023718704E-2,2.3729984415563621E-3,7.9386089524291492E-5,5.0712119935791833E-5,45.616226869098845,1.1431549219527968,1.1431477674755035,1.1553998942911528,0.20448925744824686,0.20448925744824686,0.20448925744824686,0.20448925744824686,null,null,27.615609507026747,null,null,7.8041714947856306E-6,0,0,0]
[1348,1.5619930475086903,7.8099652375434525,{"$f":"IF('Calculation Sheet'!$D$59=\"YES\",(Vcc_max-C1375)*ILIM_FINAL_TOL,(Vcc_max-C1375)*($AE$13+IF(C1375>=$AE$8,$AE$7,0)+(IF(C1375>=$AE$6,C1375,0)/$AE$5)+IF(C1375>$AE$10,($AE$9/C1375),0)))","v":2.0950501052541126},2.1195981162165727,2.9311386274759905,0.43280345577450285,4.9703471735673688E-4,9.9974899044723564E-3,6.3456894849700518E-4,2.3579363867705676,0.1170666525832631,3.058647673892656E-2,2.3739101985436051E-3,7.9416614721328216E-5,5.0731619728239252E-5,45.604104115808347,1.1433978581575206,1.1433907036243567,1.1556428935878693,0.20456239074964655,0.20456239074964655,0.20456239074964655,0.20456239074964655,null,null,27.616420878835406,null,null,7.8099652375434519E-6,0,0,0]
[1349,1.5631517960602546,7.8157589803012737,{"$f":"IF('Calculation Sheet'!$D$59=\"YES\",(Vcc_max-C1376)*ILIM_FINAL_TOL,(Vcc_max-C1376)*($AE$13+IF(C1376>=$AE$8,$AE$7,0)+(IF(C1376>=$AE$6,C1376,0)/$AE$5)+IF(C1376>$AE$10,($AE$9/C1376),0)))","v":2.0921532128686886},2.1167012244000438,2.929993160116402,0.43294421821983597,4.9722547111441529E-4,1.0001314581962628E-2,6.3369272144520039E-4,2.3550395229690428,0.1171098058231157,3.0598096869593139E-2,2.3748206947336037E-3,7.9447097766305319E-5,5.0751092593781522E-5,45.591971783442645,1.1436399954678627,1.1436328408850125,1.1558850833850376,0.20463540933616553,0.20463540933616553,0.20463540933616553,0.20463540933616553,null,null,27.617230665468295,null,null,7.8157589803012732E-6,0,0,0]
[1350,1.5643105446118188,7.8215527230590958,{"$f":"IF('Calculation Sheet'!$D$59=\"YES\",(Vcc_max-C1377)*ILIM_FINAL_TOL,(Vcc_max-C1377)*($AE$13+IF(C1377>=$AE$8,$AE$7,0)+(IF(C1377>=$AE$6,C1377,0)/$AE$5)+IF(C1377>$AE$10,($AE$9/C1377),0)))","v":2.0892563204161294},2.1138043325163802,2.9288452932498874,0.43308472343034654,4.9741596103070052E-4,1.0005133938576272E-2,6.3281649437341159E-4,2.3521426588525389,0.11715289492062486,3.0609700629278258E-2,2.3757299301276902E-3,7.9477538659222802E-5,5.077053853286273E-5,45.579829882236517,1.1438813340870757,1.1438741794607203,1.1561264638913387,0.20470831321223182,0.20470831321223182,0.20470831321223182,0.20470831321223182,null,null,27.618038867115541,null,null,7.8215527230590961E-6,0,0,0]
[1351,1.5654692931633831,7.827346465816917,{"$f":"IF('Calculation Sheet'!$D$59=\"YES\",(Vcc_max-C1378)*ILIM_FINAL_TOL,(Vcc_max-C1378)*($AE$13+IF(C1378>=$AE$8,$AE$7,0)+(IF(C1378>=$AE$6,C1378,0)/$AE$5)+IF(C1378>$AE$10,($AE$9/C1378),0)))","v":2.0863594278964355},2.1109074405655814,2.9276950301637541,0.43322497142781202,4.9760618710603666E-4,1.0008947974323057E-2,6.3194026728075059E-4,2.349245794423787,0.11719591987718858,3.0621288018073844E-2,2.3766379047258646E-3,7.9507937400524753E-5,5.0789957545482878E-5,45.567678422410822,1.144121874218361,1.1441147195546781,1.1563670353153994,0.20478110238227365,0.20478110238227365,0.20478110238227365,0.20478110238227365,null,null,27.618845483967252,null,null,7.8273464658169174E-6,0,0,0]
[1352,1.5666280417149476,7.833140208574739,{"$f":"IF('Calculation Sheet'!$D$59=\"YES\",(Vcc_max-C1379)*ILIM_FINAL_TOL,(Vcc_max-C1379)*($AE$13+IF(C1379>=$AE$8,$AE$7,0)+(IF(C1379>=$AE$6,C1379,0)/$AE$5)+IF(C1379>$AE$10,($AE$9/C1379),0)))","v":2.0834625353096063},2.1080105485476475,2.9265423741408059,0.43336496223400811,4.9779614933997962E-4,1.0012756689212754E-2,6.3106404016810558E-4,2.3463489296854876,0.11723888069420463,3.0632859036071824E-2,2.3775446185285709E-3,7.9538293989767084E-5,5.0809349631197875E-5,45.55551741417252,1.1443616160648675,1.1443544613700323,1.156606797865793,0.20485377685071882,0.20485377685071882,0.20485377685071882,0.20485377685071882,null,null,27.619650516213476,null,null,7.8331402085747387E-6,0,0,0]
[1353,1.5677867902665119,7.8389339513325611,{"$f":"IF('Calculation Sheet'!$D$59=\"YES\",(Vcc_max-C1380)*ILIM_FINAL_TOL,(Vcc_max-C1380)*($AE$13+IF(C1380>=$AE$8,$AE$7,0)+(IF(C1380>=$AE$6,C1380,0)/$AE$5)+IF(C1380>$AE$10,($AE$9/C1380),0)))","v":2.080565642655642},2.1051136564625792,2.9253873284593488,0.43350469587070828,4.979858477329735E-4,1.0016560083255133E-2,6.3018781303547655E-4,2.3434520646403132,0.11728177737307077,3.064441368336368E-2,2.3784500715366974E-3,7.9568608426949794E-5,5.0828714790451812E-5,45.543346867714675,1.1446005598296929,1.1445934051098767,1.1568457517510393,0.20492633662199489,0.20492633662199489,0.20492633662199489,0.20492633662199489,null,null,27.620453964044231,null,null,7.8389339513325617E-6,0,0,0]
[1354,1.5689455388180762,7.8447276940903823,{"$f":"IF('Calculation Sheet'!$D$59=\"YES\",(Vcc_max-C1381)*ILIM_FINAL_TOL,(Vcc_max-C1381)*($AE$13+IF(C1381>=$AE$8,$AE$7,0)+(IF(C1381>=$AE$6,C1381,0)/$AE$5)+IF(C1381>$AE$10,($AE$9/C1381),0)))","v":2.0776687499345434},2.1022167643103757,2.9242298963931974,0.43364417235968467,4.9817528228457419E-4,1.0020358156459519E-2,6.2931158588197533E-4,2.3405551992909048,0.11732460991518479,3.0655951960041339E-2,2.3793542637502441E-3,7.9598880712516973E-5,5.0848053023244688E-5,45.531166793216521,1.1448387057158831,1.1448315509772544,1.1570838971796036,0.20499878170052943,0.20499878170052943,0.20499878170052943,0.20499878170052943,null,null,27.621255827649502,null,null,7.844727694090383E-6,0,0,0]
[1355,1.5701042873696405,7.8505214368482035,{"$f":"IF('Calculation Sheet'!$D$59=\"YES\",(Vcc_max-C1382)*ILIM_FINAL_TOL,(Vcc_max-C1382)*($AE$13+IF(C1382>=$AE$8,$AE$7,0)+(IF(C1382>=$AE$6,C1382,0)/$AE$5)+IF(C1382>$AE$10,($AE$9/C1382),0)))","v":2.0747718571463101},2.0993198720910375,2.9230700812116814,0.43378339172270741,4.983644529952258E-4,1.0024150908835683E-2,6.284353587084901E-4,2.3376583336398755,0.11736737832194466,3.0667473866196726E-2,2.380257195170099E-3,7.9629110846024531E-5,5.0867364329576503E-5,45.518977200843459,1.1450760539264322,1.1450688991751563,1.157321234359898,0.2050711120907498,0.2050711120907498,0.2050711120907498,0.2050711120907498,null,null,27.622056107219223,null,null,7.8505214368482043E-6,0,0,0]
[1356,1.5712630359212048,7.8563151796060247,{"$f":"IF('Calculation Sheet'!$D$59=\"YES\",(Vcc_max-C1383)*ILIM_FINAL_TOL,(Vcc_max-C1383)*($AE$13+IF(C1383>=$AE$8,$AE$7,0)+(IF(C1383>=$AE$6,C1383,0)/$AE$5)+IF(C1383>$AE$10,($AE$9/C1383),0)))","v":2.0718749642909415},2.0964229798045646,2.9219078861796515,0.43392235398154488,4.9855335986448424E-4,1.0027938340393394E-2,6.2755913151457676E-4,2.334761467689809,0.11741008259474817,3.0678979401921325E-2,2.3811588657967064E-3,7.9659298827472469E-5,5.0886648709003168E-5,45.506778100747056,1.145312604664283,1.1453054499065223,1.1575577635002805,0.20514332779708311,0.20514332779708311,0.20514332779708311,0.20514332779708311,null,null,27.62285480294328,null,null,7.8563151796060239E-6,0,0,0]
[1357,1.572421784472769,7.8621089223638467,{"$f":"IF('Calculation Sheet'!$D$59=\"YES\",(Vcc_max-C1384)*ILIM_FINAL_TOL,(Vcc_max-C1384)*($AE$13+IF(C1384>=$AE$8,$AE$7,0)+(IF(C1384>=$AE$6,C1384,0)/$AE$5)+IF(C1384>$AE$10,($AE$9/C1384),0)))","v":2.0689780713684378},2.0935260874509565,2.9207433145574848,0.43406105915796322,4.9874200289279358E-4,1.0031720451141979E-2,6.2668290430067941E-4,2.3318646014432605,0.11745272273499285,3.0690468567307061E-2,2.3820592756309544E-3,7.9689444657304875E-5,5.0905906161968772E-5,45.494569503065115,1.1455483581323262,1.1455412033742398,1.1577934848090559,0.20521542882395627,0.20521542882395627,0.20521542882395627,0.20521542882395627,null,null,27.623651915011546,null,null,7.8621089223638469E-6,0,0,0]
[1358,1.5735805330243333,7.8679026651216679,{"$f":"IF('Calculation Sheet'!$D$59=\"YES\",(Vcc_max-C1385)*ILIM_FINAL_TOL,(Vcc_max-C1385)*($AE$13+IF(C1385>=$AE$8,$AE$7,0)+(IF(C1385>=$AE$6,C1385,0)/$AE$5)+IF(C1385>$AE$10,($AE$9/C1385),0)))","v":2.0660811783787998},2.0906291950302136,2.9195763696010917,0.43419950727372725,4.9893038207970974E-4,1.0035497241091651E-2,6.2580667706590987E-4,2.3289677349027573,0.11749529874407649,3.0701941362445417E-2,2.382958424672843E-3,7.9719548335077661E-5,5.0925136688473316E-5,45.482351417921649,1.1457833145334015,1.1457761597811453,1.158028398494475,0.20528741517579618,0.20528741517579618,0.20528741517579618,0.20528741517579618,null,null,27.624447443613828,null,null,7.8679026651216681E-6,0,0,0]
[1359,1.5747392815758978,7.87369640787949,{"$f":"IF('Calculation Sheet'!$D$59=\"YES\",(Vcc_max-C1386)*ILIM_FINAL_TOL,(Vcc_max-C1386)*($AE$13+IF(C1386>=$AE$8,$AE$7,0)+(IF(C1386>=$AE$6,C1386,0)/$AE$5)+IF(C1386>$AE$10,($AE$9/C1386),0)))","v":2.0631842853220261},2.0877323025423351,2.9184070545619223,0.43433769835059977,4.9911849742567682E-4,1.0039268710251292E-2,6.2493044981115631E-4,2.3260708680707989,0.11753781062339685,3.071339778742832E-2,2.3838563129232604E-3,7.9749609860790827E-5,5.0944340288072709E-5,45.470123855426884,1.1460174740702964,1.1460103193300233,1.158262504764735,0.20535928685702953,0.20535928685702953,0.20535928685702953,0.20535928685702953,null,null,27.625241388939898,null,null,7.8736964078794894E-6,0,0,0]
[1360,1.5758980301274621,7.8794901506373121,{"$f":"IF('Calculation Sheet'!$D$59=\"YES\",(Vcc_max-C1387)*ILIM_FINAL_TOL,(Vcc_max-C1387)*($AE$13+IF(C1387>=$AE$8,$AE$7,0)+(IF(C1387>=$AE$6,C1387,0)/$AE$5)+IF(C1387>$AE$10,($AE$9/C1387),0)))","v":2.0602873921981177},2.0848354099873223,2.9172353726869722,0.43447563241034137,4.9930634893069481E-4,1.0043034858631117E-2,6.2405422253641873E-4,2.3231740009498578,0.11758025837435149,3.0724837842347696E-2,2.3847529403822065E-3,7.9779629234888461E-5,5.0963516961211042E-5,45.457886825677377,1.1462508369457471,1.1462436822236066,1.1584958038279791,0.20543104387208255,0.20543104387208255,0.20543104387208255,0.20543104387208255,null,null,27.626033751179499,null,null,7.8794901506373124E-6,0,0,0]
[1361,1.5770567786790264,7.8852838933951332,{"$f":"IF('Calculation Sheet'!$D$59=\"YES\",(Vcc_max-C1388)*ILIM_FINAL_TOL,(Vcc_max-C1388)*($AE$13+IF(C1388>=$AE$8,$AE$7,0)+(IF(C1388>=$AE$6,C1388,0)/$AE$5)+IF(C1388>$AE$10,($AE$9/C1388),0)))","v":2.0573904990070746},2.0819385173651748,2.9160613272187881,0.43461330947471133,4.9949393659476371E-4,1.0046795686240451E-2,6.2317799524080897E-4,2.320277133542378,0.11762264199833794,3.0736261527295028E-2,2.3856483070505696E-3,7.9809606456926474E-5,5.0982666707888313E-5,45.445640338755901,1.146483403362438,1.1464762486645768,1.1587282958922973,0.2055026862253817,0.2055026862253817,0.2055026862253817,0.2055026862253817,null,null,27.626824530522338,null,null,7.8852838933951337E-6,0,0,0]
[1362,1.5782155272305907,7.8910776361529544,{"$f":"IF('Calculation Sheet'!$D$59=\"YES\",(Vcc_max-C1389)*ILIM_FINAL_TOL,(Vcc_max-C1389)*($AE$13+IF(C1389>=$AE$8,$AE$7,0)+(IF(C1389>=$AE$6,C1389,0)/$AE$5)+IF(C1389>$AE$10,($AE$9/C1389),0)))","v":2.0544936057488967},2.079041624675892,2.9148849213954748,0.4347507295654669,4.9968126041743943E-4,1.0050551193089063E-2,6.2230176792521519E-4,2.3173802658507774,0.11766496149675398,3.0747668842362241E-2,2.3865424129287938E-3,7.9839541526904867E-5,5.1001789528104524E-5,45.433384404731555,1.1467151735230023,1.1467080188555636,1.1589599811657254,0.20557421392135322,0.20557421392135322,0.20557421392135322,0.20557421392135322,null,null,27.627613727158046,null,null,7.891077636152955E-6,0,0,0]
[1363,1.5793742757821549,7.8968713789107756,{"$f":"IF('Calculation Sheet'!$D$59=\"YES\",(Vcc_max-C1390)*ILIM_FINAL_TOL,(Vcc_max-C1390)*($AE$13+IF(C1390>=$AE$8,$AE$7,0)+(IF(C1390>=$AE$6,C1390,0)/$AE$5)+IF(C1390>$AE$10,($AE$9/C1390),0)))","v":2.0515967124235841},2.0761447319194746,2.9137061584507005,0.43488789270436334,4.9986832039916607E-4,1.0054301379186725E-2,6.214255405891933E-4,2.3144833978774471,0.11770721687099694,3.0759059787641263E-2,2.387435258017323E-3,7.9869434445267729E-5,5.1020885421415585E-5,45.421119033659792,1.1469461476300213,1.1469389929991456,1.1591908598562464,0.2056456269644229,0.2056456269644229,0.2056456269644229,0.2056456269644229,null,null,27.628401341276263,null,null,7.8968713789107763E-6,0,0,0]
[1364,1.5805330243337192,7.9026651216685977,{"$f":"IF('Calculation Sheet'!$D$59=\"YES\",(Vcc_max-C1391)*ILIM_FINAL_TOL,(Vcc_max-C1391)*($AE$13+IF(C1391>=$AE$8,$AE$7,0)+(IF(C1391>=$AE$6,C1391,0)/$AE$5)+IF(C1391>$AE$10,($AE$9/C1391),0)))","v":2.0486998190311358},2.0732478390959224,2.9125250416137027,0.43502479891315415,5.0005511653994361E-4,1.0058046244542762E-2,6.2054931323274332E-4,2.3115865296247518,0.11774940812246437,3.0770434363223576E-2,2.3883268423170456E-3,7.989928521157097E-5,5.1039954388265585E-5,45.408844235582336,1.1471763258860248,1.1471691712978493,1.1594209321717885,0.20571692535901653,0.20571692535901653,0.20571692535901653,0.20571692535901653,null,null,27.62918737306655,null,null,7.9026651216685976E-6,0,0,0]
[1365,1.5816917728852835,7.9084588644264189,{"$f":"IF('Calculation Sheet'!$D$59=\"YES\",(Vcc_max-C1392)*ILIM_FINAL_TOL,(Vcc_max-C1392)*($AE$13+IF(C1392>=$AE$8,$AE$7,0)+(IF(C1392>=$AE$6,C1392,0)/$AE$5)+IF(C1392>$AE$10,($AE$9/C1392),0)))","v":2.0458029255715533},2.070350946205235,2.9113415741092954,0.43516144821359104,5.0024164883977207E-4,1.0061785789166944E-2,6.1967308585630931E-4,2.30868966109503,0.11779153525255381,3.0781792569201105E-2,2.3892171658279615E-3,7.992909382581459E-5,5.1058996428654524E-5,45.396560020527339,1.1474057084934914,1.14739855395415,1.1596501983202276,0.20578810910955991,0.20578810910955991,0.20578810910955991,0.20578810910955991,null,null,27.62997182271846,null,null,7.9084588644264189E-6,0,0,0]
[1366,1.5828505214368478,7.9142526071842401,{"$f":"IF('Calculation Sheet'!$D$59=\"YES\",(Vcc_max-C1393)*ILIM_FINAL_TOL,(Vcc_max-C1393)*($AE$13+IF(C1393>=$AE$8,$AE$7,0)+(IF(C1393>=$AE$6,C1393,0)/$AE$5)+IF(C1393>$AE$10,($AE$9/C1393),0)))","v":2.0429060320448356},2.0674540532474128,2.9101557591578744,0.43529784062742372,5.0042791729865144E-4,1.006552001306904E-2,6.1879685845944721E-4,2.3057927922905948,0.11783359826266282,3.0793134405665779E-2,2.3901062285509589E-3,7.995886028799859E-5,5.1078011542138313E-5,45.384266398509304,1.1476342956548478,1.1476271411704713,1.1598786585093852,0.20585917822047817,0.20585917822047817,0.20585917822047817,0.20585917822047817,null,null,27.630754690421462,null,null,7.9142526071842402E-6,0,0,0]
[1367,1.5840092699884123,7.920046349942063,{"$f":"IF('Calculation Sheet'!$D$59=\"YES\",(Vcc_max-C1394)*ILIM_FINAL_TOL,(Vcc_max-C1394)*($AE$13+IF(C1394>=$AE$8,$AE$7,0)+(IF(C1394>=$AE$6,C1394,0)/$AE$5)+IF(C1394>$AE$10,($AE$9/C1394),0)))","v":2.0400091384509826},2.0645571602224551,2.9089675999754228,0.43543397617640056,5.0061392191658172E-4,1.0069248916258378E-2,6.17920631042157E-4,2.3028959232137329,0.11787559715418872,3.0804459872709078E-2,2.3909940304864818E-3,7.9988584598567058E-5,5.1096999729161041E-5,45.371963379529134,1.1478620875724692,1.1478549331491856,1.1601063129470295,0.20593013269619687,0.20593013269619687,0.20593013269619687,0.20593013269619687,null,null,27.631535976365033,null,null,7.9200463499420631E-6,0,0,0]
[1368,1.5851680185399766,7.9258400926998842,{"$f":"IF('Calculation Sheet'!$D$59=\"YES\",(Vcc_max-C1395)*ILIM_FINAL_TOL,(Vcc_max-C1395)*($AE$13+IF(C1395>=$AE$8,$AE$7,0)+(IF(C1395>=$AE$6,C1395,0)/$AE$5)+IF(C1395>$AE$10,($AE$9/C1395),0)))","v":2.037112244789995},2.061660267130363,2.9077770997735191,0.43556985488226729,5.0079966269356291E-4,1.0072972498744726E-2,6.1704440360443868E-4,2.2999990538667077,0.11791753192852905,3.081576897042293E-2,2.3918805716349745E-3,8.0018266757075907E-5,5.1115960989722709E-5,45.359650973574134,1.1480890844486793,1.1480819300926135,1.1603331618408748,0.20600097254114091,0.20600097254114091,0.20600097254114091,0.20600097254114091,null,null,27.632315680738586,null,null,7.9258400926998844E-6,0,0,0]
[1369,1.5863267670915409,7.9316338354577054,{"$f":"IF('Calculation Sheet'!$D$59=\"YES\",(Vcc_max-C1396)*ILIM_FINAL_TOL,(Vcc_max-C1396)*($AE$13+IF(C1396>=$AE$8,$AE$7,0)+(IF(C1396>=$AE$6,C1396,0)/$AE$5)+IF(C1396>$AE$10,($AE$9/C1396),0)))","v":2.034215351061873},2.0587633739711362,2.9065842617593409,0.43570547676676852,5.0098513962959501E-4,1.0076690760537854E-2,6.1616817614673636E-4,2.2971021842517558,0.11795940258708093,3.0827061698898817E-2,2.3927658519973249E-3,8.0047906763525134E-5,5.1134895323823315E-5,45.347329190618048,1.1483152864857509,1.1483081322030242,1.1605592053985823,0.20607169775973544,0.20607169775973544,0.20607169775973544,0.20607169775973544,null,null,27.633093803731494,null,null,7.9316338354577057E-6,0,0,0]
[1370,1.5874855156431051,7.9374275782155275,{"$f":"IF('Calculation Sheet'!$D$59=\"YES\",(Vcc_max-C1397)*ILIM_FINAL_TOL,(Vcc_max-C1397)*($AE$13+IF(C1397>=$AE$8,$AE$7,0)+(IF(C1397>=$AE$6,C1397,0)/$AE$5)+IF(C1397>$AE$10,($AE$9/C1397),0)))","v":2.0313184572666154},2.0558664807447746,2.9053890891356717,0.43584084185164662,5.0117035272467803E-4,1.0080403701647533E-2,6.1529194866860593E-4,2.2942053143710899,0.1180012091312419,3.0838338058228665E-2,2.3936498715735333E-3,8.007750461835883E-5,5.1153802731018772E-5,45.334998040621123,1.1485406938859044,1.1485335396826355,1.160784443827759,0.2061423083564049,0.2061423083564049,0.2061423083564049,0.2061423083564049,null,null,27.633870345533097,null,null,7.937427578215527E-6,0,0,0]
[1371,1.5886442641946694,7.9432213209733478,{"$f":"IF('Calculation Sheet'!$D$59=\"YES\",(Vcc_max-C1398)*ILIM_FINAL_TOL,(Vcc_max-C1398)*($AE$13+IF(C1398>=$AE$8,$AE$7,0)+(IF(C1398>=$AE$6,C1398,0)/$AE$5)+IF(C1398>$AE$10,($AE$9/C1398),0)))","v":2.028421563404224},2.0529695874512779,2.9041915851009072,0.43597595015864221,5.0135530197925604E-4,1.0084111322083089E-2,6.1441572117004739E-4,2.2913084442268978,0.11804295156240907,3.0849598048504401E-2,2.3945326303644876E-3,8.0107060321132906E-5,5.1172683211753167E-5,45.32265753353002,1.1487653068513095,1.1487581527336137,1.1610088773359593,0.20621280433557421,0.20621280433557421,0.20621280433557421,0.20621280433557421,null,null,27.634645306332679,null,null,7.9432213209733483E-6,0,0,0]
[1372,1.5898030127462337,7.949015063731169,{"$f":"IF('Calculation Sheet'!$D$59=\"YES\",(Vcc_max-C1399)*ILIM_FINAL_TOL,(Vcc_max-C1399)*($AE$13+IF(C1399>=$AE$8,$AE$7,0)+(IF(C1399>=$AE$6,C1399,0)/$AE$5)+IF(C1399>$AE$10,($AE$9/C1399),0)))","v":2.0255246694746969},2.0500726940906464,2.9029917528490619,0.4361108017094939,5.0153998739288497E-4,1.0087813621854291E-2,6.1353949365150484E-4,2.2884115738213442,0.11808462988197999,3.0860841669817285E-2,2.395414128370188E-3,8.0136573871847361E-5,5.1191536766026502E-5,45.310307679277905,1.1489891255840843,1.1489819715580736,1.1612325061306836,0.20628318570166759,0.20628318570166759,0.20628318570166759,0.20628318570166759,null,null,27.635418686319522,null,null,7.9490150637311696E-6,0,0,0]
[1373,1.590961761297798,7.9548088064889901,{"$f":"IF('Calculation Sheet'!$D$59=\"YES\",(Vcc_max-C1400)*ILIM_FINAL_TOL,(Vcc_max-C1400)*($AE$13+IF(C1400>=$AE$8,$AE$7,0)+(IF(C1400>=$AE$6,C1400,0)/$AE$5)+IF(C1400>$AE$10,($AE$9/C1400),0)))","v":2.0226277754780346},2.0471758006628797,2.9017895955697735,0.43624539652593897,5.0172440896556481E-4,1.0091510600970466E-2,6.126632661120901E-4,2.2855147031565695,0.11812624409135175,3.0872068922259466E-2,2.3962943655915225E-3,8.0166045270946285E-5,5.1210363393394687E-5,45.297948487784488,1.1492121502862951,1.1492049963580786,1.1614553304193787,0.2063534524591093,0.2063534524591093,0.2063534524591093,0.2063534524591093,null,null,27.636190485682818,null,null,7.9548088064889909E-6,0,0,0]
[1374,1.5921205098493623,7.9606025492468113,{"$f":"IF('Calculation Sheet'!$D$59=\"YES\",(Vcc_max-C1401)*ILIM_FINAL_TOL,(Vcc_max-C1401)*($AE$13+IF(C1401>=$AE$8,$AE$7,0)+(IF(C1401>=$AE$6,C1401,0)/$AE$5)+IF(C1401>$AE$10,($AE$9/C1401),0)))","v":2.0197308814142381},2.0442789071679783,2.9005851164483101,0.43637973462971225,5.0190856669729556E-4,1.0095202259441827E-2,6.1178703855313543E-4,2.2826178322346897,0.11816779419192147,3.0883279805922648E-2,2.3971733420289354E-3,8.0195474517985588E-5,5.1229163094301811E-5,45.285579968955986,1.1494343811599572,1.1494272273356407,1.161677350409438,0.20642360461232356,0.20642360461232356,0.20642360461232356,0.20642360461232356,null,null,27.636960704611756,null,null,7.9606025492468122E-6,0,0,0]
[1375,1.5932792584009268,7.9663962920046343,{"$f":"IF('Calculation Sheet'!$D$59=\"YES\",(Vcc_max-C1402)*ILIM_FINAL_TOL,(Vcc_max-C1402)*($AE$13+IF(C1402>=$AE$8,$AE$7,0)+(IF(C1402>=$AE$6,C1402,0)/$AE$5)+IF(C1402>$AE$10,($AE$9/C1402),0)))","v":2.0168339872833054},2.0413820136059413,2.8993783186655757,0.43651381604254746,5.0209246058852131E-4,1.00988885972777E-2,6.1091081097330857E-4,2.2797209610577984,0.11820928018508647,3.0894474320898535E-2,2.3980510576833147E-3,8.022486161296527E-5,5.1247935868747874E-5,45.273202132685164,1.1496558184070342,1.1496486646927209,1.1618985663082015,0.20649364216573418,0.20649364216573418,0.20649364216573418,0.20649364216573418,null,null,27.637729343295469,null,null,7.9663962920046335E-6,0,0,0]
[1376,1.594438006952491,7.9721900347624555,{"$f":"IF('Calculation Sheet'!$D$59=\"YES\",(Vcc_max-C1403)*ILIM_FINAL_TOL,(Vcc_max-C1403)*($AE$13+IF(C1403>=$AE$8,$AE$7,0)+(IF(C1403>=$AE$6,C1403,0)/$AE$5)+IF(C1403>$AE$10,($AE$9/C1403),0)))","v":2.0139370930852389},2.03848511997677,2.8981692053981174,0.43664764078617546,5.0227609063879797E-4,1.0102569614487411E-2,6.100345833734977E-4,2.2768240896279663,0.11825070207224386,3.0905652467279054E-2,2.3989275125546605E-3,8.0254206556329422E-5,5.1266681716732876E-5,45.260814988851365,1.1498764622294386,1.1498693086312279,1.162118978322956,0.20656356512376473,0.20656356512376473,0.20656356512376473,0.20656356512376473,null,null,27.638496401923046,null,null,7.9721900347624547E-6,0,0,0]
[1377,1.5955967555040553,7.9779837775202767,{"$f":"IF('Calculation Sheet'!$D$59=\"YES\",(Vcc_max-C1404)*ILIM_FINAL_TOL,(Vcc_max-C1404)*($AE$13+IF(C1404>=$AE$8,$AE$7,0)+(IF(C1404>=$AE$6,C1404,0)/$AE$5)+IF(C1404>$AE$10,($AE$9/C1404),0)))","v":2.0110401988200373},2.0355882262804639,2.8969577798181287,0.43678120888232619,5.0245945684812554E-4,1.0106245311081175E-2,6.0915835575281463E-4,2.2739272179472407,0.11829205985479074,3.0916814245155688E-2,2.399802706643861E-3,8.0283509347633952E-5,5.1285400637812728E-5,45.248418547320526,1.1500963128290314,1.15008915935302,1.1623385866609341,0.20663337349083899,0.20663337349083899,0.20663337349083899,0.20663337349083899,null,null,27.639261880683563,null,null,7.977983777520276E-6,0,0,0]
[1378,1.5967555040556196,7.9837775202780987,{"$f":"IF('Calculation Sheet'!$D$59=\"YES\",(Vcc_max-C1405)*ILIM_FINAL_TOL,(Vcc_max-C1405)*($AE$13+IF(C1405>=$AE$8,$AE$7,0)+(IF(C1405>=$AE$6,C1405,0)/$AE$5)+IF(C1405>$AE$10,($AE$9/C1405),0)))","v":2.0081433044877008},2.0326913325170226,2.8957440450934584,0.43691452035272715,5.0264255921694811E-4,1.0109915687068316E-2,6.0828212811259164E-4,2.2710303460176466,0.11833335353412422,3.0927959654620363E-2,2.4006766399509161E-3,8.0312769986878862E-5,5.1304092632431519E-5,45.236012817945181,1.1503153704076219,1.1503082170599037,1.1625573915293157,0.20670306727138033,0.20670306727138033,0.20670306727138033,0.20670306727138033,null,null,27.640025779766013,null,null,7.983777520278099E-6,0,0,0]
[1379,1.5979142526071839,7.9895712630359199,{"$f":"IF('Calculation Sheet'!$D$59=\"YES\",(Vcc_max-C1406)*ILIM_FINAL_TOL,(Vcc_max-C1406)*($AE$13+IF(C1406>=$AE$8,$AE$7,0)+(IF(C1406>=$AE$6,C1406,0)/$AE$5)+IF(C1406>$AE$10,($AE$9/C1406),0)))","v":2.0052464100882292},2.0297944386864466,2.8945280043876149,0.43704757521910453,5.028253977448216E-4,1.0113580742458605E-2,6.0740590045149645E-4,2.2681334738411865,0.1183745831116414,3.0939088695764783E-2,2.401549312476714E-3,8.0341988474064152E-5,5.132275770058925E-5,45.223597810564478,1.1505336351669688,1.1505264819536341,1.1627753931352269,0.20677264646981186,0.20677264646981186,0.20677264646981186,0.20677264646981186,null,null,27.640788099359398,null,null,7.9895712630359203E-6,0,0,0]
[1380,1.5990730011587482,7.9953650057937411,{"$f":"IF('Calculation Sheet'!$D$59=\"YES\",(Vcc_max-C1407)*ILIM_FINAL_TOL,(Vcc_max-C1407)*($AE$13+IF(C1407>=$AE$8,$AE$7,0)+(IF(C1407>=$AE$6,C1407,0)/$AE$5)+IF(C1407>$AE$10,($AE$9/C1407),0)))","v":2.0023495156216233},2.0268975447887358,2.8933096608597721,0.43718037350318228,5.0300797243219009E-4,1.0117240477261591E-2,6.0652967277041725E-4,2.2652366014198408,0.11841574858873916,3.0950201368680874E-2,2.4024207242221429E-3,8.037116480963391E-5,5.134139584184183E-5,45.211173535004214,1.1507511073087788,1.150743954235915,1.1629925916857409,0.20684211109055672,0.20684211109055672,0.20684211109055672,0.20684211109055672,null,null,27.641548839652632,null,null,7.9953650057937416E-6,0,0,0]
[1381,1.6002317497103125,8.0011587485515623,{"$f":"IF('Calculation Sheet'!$D$59=\"YES\",(Vcc_max-C1408)*ILIM_FINAL_TOL,(Vcc_max-C1408)*($AE$13+IF(C1408>=$AE$8,$AE$7,0)+(IF(C1408>=$AE$6,C1408,0)/$AE$5)+IF(C1408>$AE$10,($AE$9/C1408),0)))","v":1.999452621087882},2.0240006508238899,2.8920890176647762,0.43731291522668259,5.0319028327905357E-4,1.012089489148682E-2,6.0565344506890995E-4,2.2623397287555687,0.1184568499668146,3.096129767346012E-2,2.4032908751872029E-3,8.0400298993144048E-5,5.136000705663335E-5,45.198740001076899,1.1509677870347077,1.1509606341083989,1.1632089873878768,0.2069114611380376,0.2069114611380376,0.2069114611380376,0.2069114611380376,null,null,27.642308000834625,null,null,8.0011587485515629E-6,0,0,0]
[1382,1.6013904982618767,8.0069524913093844,{"$f":"IF('Calculation Sheet'!$D$59=\"YES\",(Vcc_max-C1409)*ILIM_FINAL_TOL,(Vcc_max-C1409)*($AE$13+IF(C1409>=$AE$8,$AE$7,0)+(IF(C1409>=$AE$6,C1409,0)/$AE$5)+IF(C1409>$AE$10,($AE$9/C1409),0)))","v":1.9965557264870053},2.0211037567919092,2.8908660779531505,0.43744520041132584,5.0337233028496797E-4,1.0124543985144063E-2,6.0477721734697454E-4,2.2594428558503066,0.11849788724726484,3.0972377610194446E-2,2.4041597653725599E-3,8.042939102481661E-5,5.1378591344741764E-5,45.186297218581636,1.1511836745463597,1.1511765217726868,1.1634245804486008,0.2069806966166774,0.2069806966166774,0.2069806966166774,0.2069806966166774,null,null,27.643065583094231,null,null,8.0069524913093842E-6,0,0,0]
[1383,1.6025492468134412,8.0127462340672064,{"$f":"IF('Calculation Sheet'!$D$59=\"YES\",(Vcc_max-C1410)*ILIM_FINAL_TOL,(Vcc_max-C1410)*($AE$13+IF(C1410>=$AE$8,$AE$7,0)+(IF(C1410>=$AE$6,C1410,0)/$AE$5)+IF(C1410>$AE$10,($AE$9/C1410),0)))","v":1.9936588318189941},2.0182068626927929,2.8896408448711028,0.4375772290788309,5.0355411345037737E-4,1.0128187758242868E-2,6.0390098960483307E-4,2.25654598270597,0.11853886043148676,3.0983441178975557E-2,2.4050273947786582E-3,8.0458440904429551E-5,5.1397148706389117E-5,45.17384519730431,1.1513987700452879,1.1513916174303289,1.1636393710748254,0.20704981753089857,0.20704981753089857,0.20704981753089857,0.20704981753089857,null,null,27.643821586620266,null,null,8.0127462340672072E-6,0,0,0]
[1384,1.6037079953650055,8.0185399768250285,{"$f":"IF('Calculation Sheet'!$D$59=\"YES\",(Vcc_max-C1411)*ILIM_FINAL_TOL,(Vcc_max-C1411)*($AE$13+IF(C1411>=$AE$8,$AE$7,0)+(IF(C1411>=$AE$6,C1411,0)/$AE$5)+IF(C1411>$AE$10,($AE$9/C1411),0)))","v":1.9907619370838476},2.0153099685265423,2.8884133215605301,0.43770900125091394,5.0373563277505973E-4,1.0131826210793005E-2,6.0302476184248555E-4,2.2536491093244546,0.11857976952087701,3.0994488379895158E-2,2.4058937634059419E-3,8.0487448632204917E-5,5.1415679141353365E-5,45.16138394701747,1.1516130737329937,1.1516059212828238,1.1638533594734102,0.20711882388512359,0.20711882388512359,0.20711882388512359,0.20711882388512359,null,null,27.644576011601522,null,null,8.0185399768250284E-6,0,0,0]
[1385,1.6048667439165698,8.0243337195828488,{"$f":"IF('Calculation Sheet'!$D$59=\"YES\",(Vcc_max-C1412)*ILIM_FINAL_TOL,(Vcc_max-C1412)*($AE$13+IF(C1412>=$AE$8,$AE$7,0)+(IF(C1412>=$AE$6,C1412,0)/$AE$5)+IF(C1412>$AE$10,($AE$9/C1412),0)))","v":1.9878650422815674},2.012413074293157,2.8871835111590252,0.43784051694929005,5.0391688825901504E-4,1.0135459342804021E-2,6.0214853405970992E-4,2.2507522357076342,0.1186206145168327,3.1005519213044952E-2,2.4067588712550769E-3,8.0516414207920661E-5,5.1434182649856552E-5,45.148913477480427,1.151826585810928,1.1518194335316188,1.1640665458511612,0.2071877156837747,0.2071877156837747,0.2071877156837747,0.2071877156837747,null,null,27.645328858226719,null,null,8.024333719582848E-6,0,0,0]
[1386,1.6060254924681341,8.0301274623406709,{"$f":"IF('Calculation Sheet'!$D$59=\"YES\",(Vcc_max-C1413)*ILIM_FINAL_TOL,(Vcc_max-C1413)*($AE$13+IF(C1413>=$AE$8,$AE$7,0)+(IF(C1413>=$AE$6,C1413,0)/$AE$5)+IF(C1413>$AE$10,($AE$9/C1413),0)))","v":1.984968147412151},2.0095161799926369,2.8859514167998817,0.43797177619567229,5.0409787990246535E-4,1.0139087154285464E-2,6.0127230625650618E-4,2.2478553618573613,0.11866139542075071,3.1016533678516867E-2,2.4076227183267296E-3,8.054533763179883E-5,5.1452659231676634E-5,45.136433798439249,1.1520393064804897,1.15203215437811,1.1642789304148311,0.20725649293127368,0.20725649293127368,0.20725649293127368,0.20725649293127368,null,null,27.646080126684559,null,null,8.030127462340671E-6,0,0,0]
[1387,1.6071842410196984,8.0359212050984929,{"$f":"IF('Calculation Sheet'!$D$59=\"YES\",(Vcc_max-C1414)*ILIM_FINAL_TOL,(Vcc_max-C1414)*($AE$13+IF(C1414>=$AE$8,$AE$7,0)+(IF(C1414>=$AE$6,C1414,0)/$AE$5)+IF(C1414>$AE$10,($AE$9/C1414),0)))","v":1.9820712524756003},2.0066192856249816,2.8847170416121011,0.43810277901177197,5.0427860770541066E-4,1.0142709645247105E-2,6.0039607843331844E-4,2.2449584877754689,0.11870211223402771,3.1027531776402606E-2,2.4084853046211219E-3,8.0574218903839423E-5,5.147110888681361E-5,45.123944919626773,1.152251235943027,1.1522440840236423,1.1644905133711194,0.20732515563204257,0.20732515563204257,0.20732515563204257,0.20732515563204257,null,null,27.646829817163702,null,null,8.0359212050984923E-6,0,0,0]
[1388,1.6083429895712626,8.0417149478563132,{"$f":"IF('Calculation Sheet'!$D$59=\"YES\",(Vcc_max-C1415)*ILIM_FINAL_TOL,(Vcc_max-C1415)*($AE$13+IF(C1415>=$AE$8,$AE$7,0)+(IF(C1415>=$AE$6,C1415,0)/$AE$5)+IF(C1415>$AE$10,($AE$9/C1415),0)))","v":1.9791743574719149},2.0037223911901916,2.8834803887203977,0.43823352541929816,5.0445907166762893E-4,1.0146326815698492E-2,5.9951985058970259E-4,2.2420616134637696,0.11874276495806058,3.1038513506793874E-2,2.4093466301389199E-3,8.0603058023820395E-5,5.1489531615489526E-5,45.111446850762611,1.1524623743998363,1.1524552226695093,1.1647012949266722,0.20739370379050315,0.20739370379050315,0.20739370379050315,0.20739370379050315,null,null,27.647577929852773,null,null,8.0417149478563136E-6,0,0,0]
[1389,1.6095017381228269,8.0475086906141353,{"$f":"IF('Calculation Sheet'!$D$59=\"YES\",(Vcc_max-C1416)*ILIM_FINAL_TOL,(Vcc_max-C1416)*($AE$13+IF(C1416>=$AE$8,$AE$7,0)+(IF(C1416>=$AE$6,C1416,0)/$AE$5)+IF(C1416>$AE$10,($AE$9/C1416),0)))","v":1.9762774624010944},2.0008254966882664,2.8822414612452047,0.43836401543995862,5.046392717893422E-4,1.0149938665649394E-2,5.9864362272565863E-4,2.2391647389240559,0.11878335359424597,3.1049478869782376E-2,2.4102066948807899E-3,8.0631854991963792E-5,5.1507927417482335E-5,45.098939601553241,1.1526727220521635,1.1526655705169535,1.1649112752880824,0.20746213741107677,0.20746213741107677,0.20746213741107677,0.20746213741107677,null,null,27.648324464940341,null,null,8.0475086906141349E-6,0,0,0]
[1390,1.6106604866743914,8.0533024333719574,{"$f":"IF('Calculation Sheet'!$D$59=\"YES\",(Vcc_max-C1417)*ILIM_FINAL_TOL,(Vcc_max-C1417)*($AE$13+IF(C1417>=$AE$8,$AE$7,0)+(IF(C1417>=$AE$6,C1417,0)/$AE$5)+IF(C1417>$AE$10,($AE$9/C1417),0)))","v":1.9733805672631384},1.9979286021192058,2.8810002623026807,0.43849424909545909,5.0481920807055047E-4,1.0153545195109359E-2,5.9776739484140862E-4,2.2362678641581,0.11882387814398077,3.1060427865459816E-2,2.4110654988469538E-3,8.0660609808047568E-5,5.1526296293014084E-5,45.086423181691892,1.1528822791012028,1.1528751277671661,1.1651204546618894,0.2075304564981848,0.2075304564981848,0.2075304564981848,0.2075304564981848,null,null,27.649069422614954,null,null,8.0533024333719579E-6,0,0,0]
[1391,1.6118192352259557,8.0590961761297795,{"$f":"IF('Calculation Sheet'!$D$59=\"YES\",(Vcc_max-C1418)*ILIM_FINAL_TOL,(Vcc_max-C1418)*($AE$13+IF(C1418>=$AE$8,$AE$7,0)+(IF(C1418>=$AE$6,C1418,0)/$AE$5)+IF(C1418>$AE$10,($AE$9/C1418),0)))","v":1.9704836720580479},1.9950317074830108,2.8797567950047149,0.43862422640750331,5.0499888051125374E-4,1.0157146404087936E-2,5.968911669367305E-4,2.2333709891676561,0.11886433860866163,3.1071360493918121E-2,2.4119230420380777E-3,8.0689322472293767E-5,5.1544638241862728E-5,45.073897600858707,1.1530910457480972,1.1530838946212869,1.1653288332545797,0.20759866105624836,0.20759866105624836,0.20759866105624836,0.20759866105624836,null,null,27.649812803065096,null,null,8.0590961761297792E-6,0,0,0]
[1392,1.61297798377752,8.0648899188875998,{"$f":"IF('Calculation Sheet'!$D$59=\"YES\",(Vcc_max-C1419)*ILIM_FINAL_TOL,(Vcc_max-C1419)*($AE$13+IF(C1419>=$AE$8,$AE$7,0)+(IF(C1419>=$AE$6,C1419,0)/$AE$5)+IF(C1419>$AE$10,($AE$9/C1419),0)))","v":1.9675867767858231},1.992134812779681,2.8785110624589332,0.43875394739779328,5.0517828911145202E-4,1.0160742292594893E-2,5.9601493901184632E-4,2.2304741139544579,0.11890473498968523,3.1082276755248994E-2,2.4127793244548279E-3,8.0717992984480347E-5,5.1562953264028266E-5,45.061362868720686,1.1532990221939388,1.153291871280405,1.1655364112725866,0.20766675108968857,0.20766675108968857,0.20766675108968857,0.20766675108968857,null,null,27.65055460647925,null,null,8.0648899188876004E-6,0,0,0]
[1393,1.6141367323290843,8.0706836616454218,{"$f":"IF('Calculation Sheet'!$D$59=\"YES\",(Vcc_max-C1420)*ILIM_FINAL_TOL,(Vcc_max-C1420)*($AE$13+IF(C1420>=$AE$8,$AE$7,0)+(IF(C1420>=$AE$6,C1420,0)/$AE$5)+IF(C1420>$AE$10,($AE$9/C1420),0)))","v":1.9646898814464624},1.9892379180092163,2.8772630677687037,0.43888341208802895,5.0535743387114529E-4,1.016433286063978E-2,5.9513871106675609E-4,2.2275772385202202,0.118945067288448,3.1093176649544141E-2,2.4136343460974263E-3,8.074662134482935E-5,5.1581241359732743E-5,45.048818994931693,1.153506208639768,1.1534990579455577,1.1657431889222898,0.20773472660292613,0.20773472660292613,0.20773472660292613,0.20773472660292613,null,null,27.651294833045814,null,null,8.0706836616454217E-6,0,0,0]
[1394,1.6152954808806486,8.0764774044032439,{"$f":"IF('Calculation Sheet'!$D$59=\"YES\",(Vcc_max-C1421)*ILIM_FINAL_TOL,(Vcc_max-C1421)*($AE$13+IF(C1421>=$AE$8,$AE$7,0)+(IF(C1421>=$AE$6,C1421,0)/$AE$5)+IF(C1421>$AE$10,($AE$9/C1421),0)))","v":1.9617929860399672},1.9863410231716168,2.8760128140331425,0.43901262049990897,5.0553631479033356E-4,1.0167918108232366E-2,5.9426248310123775E-4,2.2246803628666387,0.11898533550634682,3.1104060176895265E-2,2.4144881069665391E-3,8.0775207553340778E-5,5.1599502528754115E-5,45.036265989132488,1.1537126052865747,1.1537054548177319,1.1659491664100159,0.20780258760038173,0.20780258760038173,0.20780258760038173,0.20780258760038173,null,null,27.652033482953176,null,null,8.0764774044032447E-6,0,0,0]
[1395,1.6164542294322128,8.0822711471610642,{"$f":"IF('Calculation Sheet'!$D$59=\"YES\",(Vcc_max-C1422)*ILIM_FINAL_TOL,(Vcc_max-C1422)*($AE$13+IF(C1422>=$AE$8,$AE$7,0)+(IF(C1422>=$AE$6,C1422,0)/$AE$5)+IF(C1422>$AE$10,($AE$9/C1422),0)))","v":1.9588960905663375},1.9834441282668822,2.8747603043471206,0.43914157265512954,5.0571493186923888E-4,1.0171498035382198E-2,5.9338625511551335E-4,2.221783486995391,0.11902553964477813,3.1114927337394072E-2,2.4153406070628325E-3,8.0803751609792585E-5,5.1617736771092382E-5,45.023703860950789,1.1539182123352973,1.153911062097863,1.1661543439420385,0.20787033408647582,0.20787033408647582,0.20787033408647582,0.20787033408647582,null,null,27.652770556389683,null,null,8.0822711471610643E-6,0,0,0]
[1396,1.6176129779837771,8.0880648899188863,{"$f":"IF('Calculation Sheet'!$D$59=\"YES\",(Vcc_max-C1423)*ILIM_FINAL_TOL,(Vcc_max-C1423)*($AE$13+IF(C1423>=$AE$8,$AE$7,0)+(IF(C1423>=$AE$6,C1423,0)/$AE$5)+IF(C1423>$AE$10,($AE$9/C1423),0)))","v":1.9559991950255724},1.9805472332950127,2.8735055418012685,0.43927026857538554,5.058932851076392E-4,1.0175072642098826E-2,5.9251002710936085E-4,2.2188866109081355,0.11906567970513837,3.1125778131132487E-2,2.4161918463865284E-3,8.0832253514406815E-5,5.1635944086969587E-5,45.011132620001234,1.1541230299868235,1.154115879986835,1.1663587217245781,0.20793796606562887,0.20793796606562887,0.20793796606562887,0.20793796606562887,null,null,27.653506053543627,null,null,8.0880648899188856E-6,0,0,0]
[1397,1.6187717265353414,8.0938586326767084,{"$f":"IF('Calculation Sheet'!$D$59=\"YES\",(Vcc_max-C1424)*ILIM_FINAL_TOL,(Vcc_max-C1424)*($AE$13+IF(C1424>=$AE$8,$AE$7,0)+(IF(C1424>=$AE$6,C1424,0)/$AE$5)+IF(C1424>$AE$10,($AE$9/C1424),0)))","v":1.9531022994176721},1.9776503382560082,2.8722485294819822,0.43939870828236982,5.0607137450553452E-4,1.0178641928392018E-2,5.9163379908278024E-4,2.2159897346065134,0.1191057556888242,3.1136612558202215E-2,2.417041824938293E-3,8.0860713266961426E-5,5.1654124476163688E-5,44.998552275885409,1.1543270584419889,1.1543199086854812,1.1665622999638015,0.20800548354226089,0.20800548354226089,0.20800548354226089,0.20800548354226089,null,null,27.654239974603268,null,null,8.0938586326767086E-6,0,0,0]
[1398,1.6199304750869059,8.0996523754345304,{"$f":"IF('Calculation Sheet'!$D$59=\"YES\",(Vcc_max-C1425)*ILIM_FINAL_TOL,(Vcc_max-C1425)*($AE$13+IF(C1425>=$AE$8,$AE$7,0)+(IF(C1425>=$AE$6,C1425,0)/$AE$5)+IF(C1425>$AE$10,($AE$9/C1425),0)))","v":1.9502054037426373},1.9747534431498683,2.8709892704714295,0.43952689179777349,5.0624920006314689E-4,1.0182205894271545E-2,5.9075757103621562E-4,2.2130928580921458,0.11914576759723206,3.114743061869496E-2,2.4178905427187924E-3,8.088913086767846E-5,5.1672277938896727E-5,44.985962838191895,1.1545302979015792,1.1545231483945839,1.1667650788658228,0.20807288652079192,0.20807288652079192,0.20807288652079192,0.20807288652079192,null,null,27.654972319756833,null,null,8.0996523754345299E-6,0,0,0]
[1399,1.6210892236384702,8.1054461181923525,{"$f":"IF('Calculation Sheet'!$D$59=\"YES\",(Vcc_max-C1426)*ILIM_FINAL_TOL,(Vcc_max-C1426)*($AE$13+IF(C1426>=$AE$8,$AE$7,0)+(IF(C1426>=$AE$6,C1426,0)/$AE$5)+IF(C1426>$AE$10,($AE$9/C1426),0)))","v":1.9473085080004671},1.9718565479765942,2.8697277678475559,0.43965481914328519,5.064267617804763E-4,1.0185764539746733E-2,5.898813429692229E-4,2.2101959813666388,0.11918571543175838,3.1158232312702427E-2,2.4187379997282488E-3,8.0917506316335874E-5,5.1690404474946661E-5,44.973364316496252,1.1547327485663281,1.1547255993148737,1.1669670586367029,0.20814017500564175,0.20814017500564175,0.20814017500564175,0.20814017500564175,null,null,27.6557030891925,null,null,8.1054461181923529E-6,0,0,0]
[1400,1.6222479721900345,8.1112398609501728,{"$f":"IF('Calculation Sheet'!$D$59=\"YES\",(Vcc_max-C1427)*ILIM_FINAL_TOL,(Vcc_max-C1427)*($AE$13+IF(C1427>=$AE$8,$AE$7,0)+(IF(C1427>=$AE$6,C1427,0)/$AE$5)+IF(C1427>$AE$10,($AE$9/C1427),0)))","v":1.9444116121911634},1.968959652736185,2.8684640246840898,0.43978249034059247,5.0660405965730071E-4,1.0189317864827352E-2,5.8900511488180207E-4,2.2072991044315784,0.1192255991937996,3.1169017640316321E-2,2.4195841959673281E-3,8.0945839613155712E-5,5.1708504084313489E-5,44.96075672036109,1.1549344106369188,1.1549272616470305,1.1671682394824496,0.20820734900122995,0.20820734900122995,0.20820734900122995,0.20820734900122995,null,null,27.656432283098411,null,null,8.1112398609501725E-6,0,0,0]
[1401,1.6234067207415988,8.1170336037079949,{"$f":"IF('Calculation Sheet'!$D$59=\"YES\",(Vcc_max-C1428)*ILIM_FINAL_TOL,(Vcc_max-C1428)*($AE$13+IF(C1428>=$AE$8,$AE$7,0)+(IF(C1428>=$AE$6,C1428,0)/$AE$5)+IF(C1428>$AE$10,($AE$9/C1428),0)))","v":1.9415147163147233},1.9660627574286409,2.8671980440505478,0.43990990541138086,5.0678109369384217E-4,1.0192865869523171E-2,5.8812888677417519E-4,2.2044022272885342,0.11926541888475217,3.1179786601628345E-2,2.4204291314366966E-3,8.0974130758137974E-5,5.1726576767219257E-5,44.948140059335969,1.155135284313983,1.1551281355916834,1.1673686216090173,0.20827440851197609,0.20827440851197609,0.20827440851197609,0.20827440851197609,null,null,27.657159901662673,null,null,8.1170336037079954E-6,0,0,0]
[1402,1.624565469293163,8.1228273464658152,{"$f":"IF('Calculation Sheet'!$D$59=\"YES\",(Vcc_max-C1429)*ILIM_FINAL_TOL,(Vcc_max-C1429)*($AE$13+IF(C1429>=$AE$8,$AE$7,0)+(IF(C1429>=$AE$6,C1429,0)/$AE$5)+IF(C1429>$AE$10,($AE$9/C1429),0)))","v":1.9386178203711493},1.9631658620539618,2.8659298290122424,0.44003706437733392,5.0695786389010067E-4,1.0196408553843517E-2,5.872526586461202E-4,2.2015053499390582,0.11930517450601252,3.1190539196730427E-2,2.4212728061365762E-3,8.1002379751060616E-5,5.1744622523441919E-5,44.935514342957589,1.1553353697981019,1.15532822134941,1.1675682052223078,0.20834135354229932,0.20834135354229932,0.20834135354229932,0.20834135354229932,null,null,27.657885945073339,null,null,8.122827346465815E-6,0,0,0]
[1403,1.6257242178447273,8.1286210892236372,{"$f":"IF('Calculation Sheet'!$D$59=\"YES\",(Vcc_max-C1430)*ILIM_FINAL_TOL,(Vcc_max-C1430)*($AE$13+IF(C1430>=$AE$8,$AE$7,0)+(IF(C1430>=$AE$6,C1430,0)/$AE$5)+IF(C1430>$AE$10,($AE$9/C1430),0)))","v":1.9357209243604399},1.960268966612148,2.8646593826302853,0.4401639672601334,5.0713437024607622E-4,1.0199945917798381E-2,5.8637643049785915E-4,2.1986084723846853,0.11934486605897687,3.120127542571427E-2,2.4221152200676332E-3,8.1030586592145681E-5,5.1762641352981476E-5,44.922879580749694,1.155534667289805,1.1555275191207373,1.1677669905281693,0.20840818409661899,0.20840818409661899,0.20840818409661899,0.20840818409661899,null,null,27.658610413518449,null,null,8.128621089223638E-6,0,0,0]
[1404,1.6268829663962916,8.1344148319814593,{"$f":"IF('Calculation Sheet'!$D$59=\"YES\",(Vcc_max-C1431)*ILIM_FINAL_TOL,(Vcc_max-C1431)*($AE$13+IF(C1431>=$AE$8,$AE$7,0)+(IF(C1431>=$AE$6,C1431,0)/$AE$5)+IF(C1431>$AE$10,($AE$9/C1431),0)))","v":1.9328240282825953},1.9573720711031992,2.8633867079615949,0.44029061408145953,5.0731061276176881E-4,1.0203477961397089E-2,5.8550020232939204E-4,2.1957115946269337,0.11938449354504144,3.1211995288671579E-2,2.4229563732305337E-3,8.1058751281171126E-5,5.1780633256059971E-5,44.910235782223069,1.1557331769895711,1.1557260291061406,1.1679649777323975,0.20847490017935377,0.20847490017935377,0.20847490017935377,0.20847490017935377,null,null,27.65933330718596,null,null,8.1344148319814593E-6,0,0,0]
[1405,1.6280417149478559,8.1402085747392796,{"$f":"IF('Calculation Sheet'!$D$59=\"YES\",(Vcc_max-C1432)*ILIM_FINAL_TOL,(Vcc_max-C1432)*($AE$13+IF(C1432>=$AE$8,$AE$7,0)+(IF(C1432>=$AE$6,C1432,0)/$AE$5)+IF(C1432>$AE$10,($AE$9/C1432),0)))","v":1.9299271321376168},1.9544751755271155,2.8621118080589021,0.44041700486299007,5.0748659143717845E-4,1.0207004684649412E-2,5.8462397414049683E-4,2.1928147166673044,0.11942405696560243,3.1222698785694059E-2,2.4237962656254997E-3,8.1086873818358995E-5,5.1798598232455362E-5,44.897582956875624,1.1559308990978283,1.155923751506045,1.1681621670407343,0.20854150179492259,0.20854150179492259,0.20854150179492259,0.20854150179492259,null,null,27.660054626263832,null,null,8.1402085747392789E-6,0,0,0]
[1406,1.6292004634994204,8.1460023174971035,{"$f":"IF('Calculation Sheet'!$D$59=\"YES\",(Vcc_max-C1433)*ILIM_FINAL_TOL,(Vcc_max-C1433)*($AE$13+IF(C1433>=$AE$8,$AE$7,0)+(IF(C1433>=$AE$6,C1433,0)/$AE$5)+IF(C1433>$AE$10,($AE$9/C1433),0)))","v":1.9270302359255014},1.9515782798838963,2.8608346859707541,0.44054313962640168,5.0766230627230513E-4,1.0210526087565119E-2,5.8374774593139556E-4,2.1899178385072822,0.1194635563220563,3.1233385916873413E-2,2.4246348972534193E-3,8.1114954203487244E-5,5.1816536282167647E-5,44.884921114192423,1.1561278338149532,1.156120686520824,1.1683585586588694,0.20860798894774413,0.20860798894774413,0.20860798894774413,0.20860798894774413,null,null,27.660774370939976,null,null,8.1460023174971036E-6,0,0,0]
[1407,1.6303592120509847,8.1517960602549238,{"$f":"IF('Calculation Sheet'!$D$59=\"YES\",(Vcc_max-C1434)*ILIM_FINAL_TOL,(Vcc_max-C1434)*($AE$13+IF(C1434>=$AE$8,$AE$7,0)+(IF(C1434>=$AE$6,C1434,0)/$AE$5)+IF(C1434>$AE$10,($AE$9/C1434),0)))","v":1.9241333396462532},1.9486813841735429,2.8595553447415232,0.44066901839336858,5.0783775726714886E-4,1.0214042170153537E-2,5.8287151770186618E-4,2.1870209601483359,0.11950299161579925,3.1244056682301347E-2,2.4254722681145147E-3,8.1142992436777917E-5,5.1834447405418871E-5,44.872250263645626,1.1563239813412716,1.1563168343508003,1.1685541527924386,0.20867436164223685,0.20867436164223685,0.20867436164223685,0.20867436164223685,null,null,27.661492541402243,null,null,8.1517960602549232E-6,0,0,0]
[1408,{"$f":"($AE$11/2000)*(A1435)","v":1.6315179606025489},{"$f":"$AE$13*B1435*10^-3/($AE$4*10^-6)","v":8.1575898030127458},{"$f":"IF('Calculation Sheet'!$D$59=\"YES\",(Vcc_max-C1435)*ILIM_FINAL_TOL,(Vcc_max-C1435)*($AE$13+IF(C1435>=$AE$8,$AE$7,0)+(IF(C1435>=$AE$6,C1435,0)/$AE$5)+IF(C1435>$AE$10,($AE$9/C1435),0)))","v":1.921236443299869},1.9457844883960544,2.8582737874114095,0.44079464118556344,5.0801294442193168E-4,1.0217552932424434E-2,5.8199528945213075E-4,2.1841240815919178,0.11954236284822728,3.1254711082069786E-2,2.4263083782094519E-3,8.1170988518008969E-5,5.185233160198699E-5,44.859570414694588,1.1565193418770583,1.1565121951962458,1.1687489496470254,0.20874061988281878,0.20874061988281878,0.20874061988281878,0.20874061988281878,null,null,27.66220913783846,null,null,{"$f":"IF(C1435>=$AE$6,C1435,0)/$AE$5","v":8.1575898030127462E-6},{"$f":"IF(C1435>=$AE$8,$AE$7,0)","v":0},{"$f":"IF(C1435>$AE$10,($AE$9/C1435),0)","v":0},{"$f":"(Q1435-AA1435)*IF((Vcc_max-C1435)>$F$4,1,0)","v":0}]
[1409,1.6326767091541132,8.1633835457705661,{"$f":"IF('Calculation Sheet'!$D$59=\"YES\",(Vcc_max-C1436)*ILIM_FINAL_TOL,(Vcc_max-C1436)*($AE$13+IF(C1436>=$AE$8,$AE$7,0)+(IF(C1436>=$AE$6,C1436,0)/$AE$5)+IF(C1436>$AE$10,($AE$9/C1436),0)))","v":1.9183395468863509},{"$f":"(D1435+((((EXP(-(B1436-B1435)*10^-3/$F$14)))*(E1435-D1435))))","v":1.9428875925514311},{"$f":"(D1435+((((EXP(-(B1436-B1435)*10^-3/$F$15)))*(F1435-D1435))))","v":2.8569900170164484},{"$f":"(D1435+((((EXP(-(B1436-B1435)*10^-3/$F$16)))*(G1435-D1435))))","v":0.44092000802465692},{"$f":"(D1435+((((EXP(-(B1436-B1435)*10^-3/$F$17)))*(H1435-D1435))))","v":5.0818786773643154E-4},{"$f":"(D1435+((((EXP(-(B1436-B1435)*10^-3/$F$18)))*(I1435-D1435))))","v":1.0221058374387582E-2},{"$f":"(D1435+((((EXP(-(B1436-B1435)*10^-3/$F$19)))*(JX1435-D1435))))","v":5.8111906118196721E-4},{"$f":"(D1435+((((EXP(-(B1436-B1435)*10^-3/$F$20)))*(K1435-D1435))))","v":2.1812272028394641},{"$f":"(D1435+((((EXP(-(B1436-B1435)*10^-3/$F$21)))*(L1435-D1435))))","v":0.11958167002073661},{"$f":"(D1435+((((EXP(-(B1436-B1435)*10^-3/$F$22)))*(M1435-D1435))))","v":3.1265349116270436E-2},2.4271432275386751E-3,8.1198942447402445E-5,5.1870188871872003E-5,44.846881576785798,{"$f":"(D1435+((((EXP(-(B1436-B1435)*10^-3/$B$14)))*(R1435-D1435))))","v":1.1567139156225372},{"$f":"(D1435+((((EXP(-(B1436-B1435)*10^-3/$B$15)))*(S1435-D1435))))","v":1.1567067692573814},{"$f":"(D1435+((((EXP(-(B1436-B1435)*10^-3/$B$16)))*(T1435-D1435))))","v":1.16894294942816},{"$f":"(D1435+((((EXP(-(B1436-B1435)*10^-3/$B$17)))*(U1435-D1435))))","v":0.20880676367390838},{"$f":"(D1435+((((EXP(-(B1436-B1435)*10^-3/$B$18)))*(V1435-D1435))))","v":0.20880676367390838},0.20880676367390838,0.20880676367390838,null,null,27.662924160436418,null,null,8.1633835457705658E-6,0,0,0]
[1410,1.6338354577056775,8.1691772885283882,{"$f":"IF('Calculation Sheet'!$D$59=\"YES\",(Vcc_max-C1437)*ILIM_FINAL_TOL,(Vcc_max-C1437)*($AE$13+IF(C1437>=$AE$8,$AE$7,0)+(IF(C1437>=$AE$6,C1437,0)/$AE$5)+IF(C1437>$AE$10,($AE$9/C1437),0)))","v":1.9154426504056967},1.9399906966396729,2.855704036588516,0.44104511893231813,5.083625272108705E-4,1.0224558496052527E-2,5.8024283289159762E-4,2.178330323892395,0.11962091313472345,3.1275970784994778E-2,{"$f":"(D1436+((((EXP(-(B1437-B1436)*10^-3/$F$23)))*(N1436-D1436))))","v":2.4279768161026283E-3},{"$f":"(D1436+((((EXP(-(B1437-B1436)*10^-3/$F$24)))*(O1436-D1436))))","v":8.1226854224958345E-5},{"$f":"(D1436+((((EXP(-(B1437-B1436)*10^-3/$F$25)))*(P1436-D1436))))","v":5.1888019215295955E-5},{"$f":"$C$6+(E1437*$G$14)+(F1437*$G$15)+(G1437*$G$16)+(H1437*$G$17)+(I1437*$G$18)+(J1437*$G$19)+(K1437*$G$20)+(L1437*$G$21)+(M1437*$G$22)","v":44.834183759352982},1.1569077027778816,1.1569005567343766,1.1691361523413197,0.20887279301992323,0.20887279301992323,{"$f":"(D1436+((((EXP(-(B1437-B1436)*10^-3/$B$19)))*(W1436-D1436))))","v":0.20887279301992323},{"$f":"(D1436+((((EXP(-(B1437-B1436)*10^-3/$B$20)))*(X1436-D1436))))","v":0.20887279301992323},null,null,{"$f":"$C$6+(R1437*$C$14)+(S1437*$C$15)+(T1437*$C$16)+(U1437*$C$17)+(V1437*$C$18)+(W1437*$C$19)+(X1437*$C$20)","v":27.663637609383855},null,null,8.1691772885283887E-6,0,0,0]
[1411,1.6349942062572418,8.1749710312862103,{"$f":"IF('Calculation Sheet'!$D$59=\"YES\",(Vcc_max-C1438)*ILIM_FINAL_TOL,(Vcc_max-C1438)*($AE$13+IF(C1438>=$AE$8,$AE$7,0)+(IF(C1438>=$AE$6,C1438,0)/$AE$5)+IF(C1438>$AE$10,($AE$9/C1438),0)))","v":1.912545753857908},1.9370938006607799,2.854415849155334,0.44116997393021418,5.085369228450265E-4,1.0228053297428819E-2,5.7936660458079992E-4,2.1754334447521151,0.1196600921915838,3.1286576088334739E-2,2.4288091439019777E-3,8.1254723850454624E-5,5.1905822632036802E-5,44.821476971817034,1.157100703543213,1.1570935578273507,1.1693285585919286,0.20893870792528135,0.20893870792528135,0.20893870792528135,0.20893870792528135,null,null,27.664349484868485,null,null,8.17497103128621E-6,0,0,0]
[1412,1.6361529548088061,8.1807647740440306,{"$f":"IF('Calculation Sheet'!$D$59=\"YES\",(Vcc_max-C1439)*ILIM_FINAL_TOL,(Vcc_max-C1439)*($AE$13+IF(C1439>=$AE$8,$AE$7,0)+(IF(C1439>=$AE$6,C1439,0)/$AE$5)+IF(C1439>$AE$10,($AE$9/C1439),0)))","v":1.9096488572429851},1.9341969046147518,2.853125457740477,0.44129457304001019,5.0871105463912158E-4,1.0231542778526226E-2,5.7849037624979616E-4,2.1725365654200139,0.11969920719271387,3.1297165026382245E-2,2.4296402109371673E-3,8.1282551324113328E-5,5.1923599122094544E-5,44.808761223586124,1.1572929181186029,1.1572857727363717,1.169520168385358,0.2090045083944001,0.2090045083944001,0.2090045083944001,0.2090045083944001,null,null,27.665059787077976,null,null,8.1807647740440313E-6,0,0,0]
[1413,1.6373117033603706,8.1865585168018544,{"$f":"IF('Calculation Sheet'!$D$59=\"YES\",(Vcc_max-C1440)*ILIM_FINAL_TOL,(Vcc_max-C1440)*($AE$13+IF(C1440>=$AE$8,$AE$7,0)+(IF(C1440>=$AE$6,C1440,0)/$AE$5)+IF(C1440>$AE$10,($AE$9/C1440),0)))","v":1.9067519605609251},1.9313000085015883,2.851832865363376,0.44141891628336993,5.0888492259315576E-4,1.0235026939354297E-2,5.7761414789858634E-4,2.1696396858974651,0.11973825813950945,3.130773759922878E-2,2.4304700172086413E-3,8.1310336645712411E-5,5.1941348685691224E-5,44.796036524055594,1.1574843467040714,1.1574772016614567,1.1697109819269265,0.20907019443169705,0.20907019443169705,0.20907019443169705,0.20907019443169705,null,null,27.665768516199947,null,null,8.1865585168018543E-6,0,0,0]
[1414,1.6384704519119349,8.1923522595596747,{"$f":"IF('Calculation Sheet'!$D$59=\"YES\",(Vcc_max-C1441)*ILIM_FINAL_TOL,(Vcc_max-C1441)*($AE$13+IF(C1441>=$AE$8,$AE$7,0)+(IF(C1441>=$AE$6,C1441,0)/$AE$5)+IF(C1441>$AE$10,($AE$9/C1441),0)))","v":1.9038550638117326},1.9284031123212904,2.850538075039327,0.44154300368195454,5.0905852670690699E-4,1.0238505779922802E-2,5.7673791952694842E-4,2.1667428061858285,0.11977724503336673,3.1318293806966047E-2,2.4312985627170658E-3,8.1338079815473918E-5,5.19590713226048E-5,44.783302882608147,1.1576749894995877,1.1576678448025719,1.1699009994218992,0.20913576604158934,0.20913576604158934,0.20913576604158934,0.20913576604158934,null,null,27.666475672421978,null,null,8.1923522595596739E-6,0,0,0]
[1415,1.6396292004634991,8.1981460023174968,{"$f":"IF('Calculation Sheet'!$D$59=\"YES\",(Vcc_max-C1442)*ILIM_FINAL_TOL,(Vcc_max-C1442)*($AE$13+IF(C1442>=$AE$8,$AE$7,0)+(IF(C1442>=$AE$6,C1442,0)/$AE$5)+IF(C1442>$AE$10,($AE$9/C1442),0)))","v":1.9009581669954039},1.9255062160738576,2.8492410897794933,0.44166683525742401,5.092318669805973E-4,1.0241979300241288E-2,5.7586169113510444E-4,2.1638459262864469,0.1198161678756815,3.1328833649685972E-2,2.4321258474628848E-3,8.1365780833175805E-5,5.1976767033057314E-5,44.770560308613703,1.1578648467050701,1.1578577023596326,1.1700902210754889,0.2092012232284941,0.2092012232284941,0.2092012232284941,0.2092012232284941,null,null,27.667181255931631,null,null,8.1981460023174969E-6,0,0,0]
[1416,1.6407879490150634,8.2039397450753189,{"$f":"IF('Calculation Sheet'!$D$59=\"YES\",(Vcc_max-C1443)*ILIM_FINAL_TOL,(Vcc_max-C1443)*($AE$13+IF(C1443>=$AE$8,$AE$7,0)+(IF(C1443>=$AE$6,C1443,0)/$AE$5)+IF(C1443>$AE$10,($AE$9/C1443),0)))","v":1.8980612701119408},1.9226093197592899,2.8479419125909136,0.44179041103143635,5.0940494341422671E-4,1.0245447500319305E-2,5.7498546272283235E-4,2.16094904620065,0.11985502666784975,3.1339357127480261E-2,2.4329518714467646E-3,8.1393439699040115E-5,5.1994435816826723E-5,44.757808811429499,1.1580539185203862,1.1580467745325032,1.170278647092855,0.20926656599682825,0.20926656599682825,0.20926656599682825,0.20926656599682825,null,null,27.667885266916418,null,null,8.2039397450753182E-6,0,0,0]
[1417,1.6419466975666277,8.2097334878331392,{"$f":"IF('Calculation Sheet'!$D$59=\"YES\",(Vcc_max-C1444)*ILIM_FINAL_TOL,(Vcc_max-C1444)*($AE$13+IF(C1444>=$AE$8,$AE$7,0)+(IF(C1444>=$AE$6,C1444,0)/$AE$5)+IF(C1444>$AE$10,($AE$9/C1444),0)))","v":1.895164373161343},1.9197124233775873,2.8466405464765061,0.44191373102564757,5.095777560077952E-4,1.024891038016662E-2,5.7410923429013216E-4,2.1580521659297518,0.11989382141126748,3.1349864240440617E-2,2.4337766346691492E-3,8.1421056412844806E-5,5.2012077673913026E-5,44.745048400400059,1.1582422051453529,1.1582350615209975,1.1704662776791044,0.20933179435100846,0.20933179435100846,0.20933179435100846,0.20933179435100846,null,null,27.668587705563798,null,null,8.2097334878331395E-6,0,0,0]
[1418,1.643105446118192,8.2155272305909612,{"$f":"IF('Calculation Sheet'!$D$59=\"YES\",(Vcc_max-C1445)*ILIM_FINAL_TOL,(Vcc_max-C1445)*($AE$13+IF(C1445>=$AE$8,$AE$7,0)+(IF(C1445>=$AE$6,C1445,0)/$AE$5)+IF(C1445>$AE$10,($AE$9/C1445),0)))","v":1.89226747614361},1.9168155269287497,2.8453369944350762,0.44203679526171213,5.0975030476152483E-4,1.0252367939792784E-2,5.7323300583744796E-4,2.1551552854750526,0.11993255210733045,3.1360354988658745E-2,2.4346001371304826E-3,8.144863097481192E-5,5.2029692604538269E-5,44.732279084857318,1.158429706779736,1.1584225635248782,1.1706531130392905,0.20939690829545143,0.20939690829545143,0.20939690829545143,0.20939690829545143,null,null,27.669288572061205,null,null,8.2155272305909607E-6,0,0,0]
[1419,1.6442641946697563,8.2213209733487815,{"$f":"IF('Calculation Sheet'!$D$59=\"YES\",(Vcc_max-C1446)*ILIM_FINAL_TOL,(Vcc_max-C1446)*($AE$13+IF(C1446>=$AE$8,$AE$7,0)+(IF(C1446>=$AE$6,C1446,0)/$AE$5)+IF(C1446>$AE$10,($AE$9/C1446),0)))","v":1.8893705790587425},1.9139186304127773,2.8440312594613197,0.44215960376128227,5.0992258967519355E-4,1.0255820179207564E-2,5.7235677736411361E-4,2.1522584048378377,0.11997121875743466,3.137082937222635E-2,2.435422378831209E-3,8.1476163384719413E-5,5.2047280608480406E-5,44.719500874120484,1.1586164236232503,1.1586092807438573,1.1708391533784148,0.20946190783457341,0.20946190783457341,0.20946190783457341,0.20946190783457341,null,null,27.669987866596021,null,null,8.221320973348782E-6,0,0,0]
[1420,1.6454229432213205,8.2271147161066036,{"$f":"IF('Calculation Sheet'!$D$59=\"YES\",(Vcc_max-C1447)*ILIM_FINAL_TOL,(Vcc_max-C1447)*($AE$13+IF(C1447>=$AE$8,$AE$7,0)+(IF(C1447>=$AE$6,C1447,0)/$AE$5)+IF(C1447>$AE$10,($AE$9/C1447),0)))","v":1.8864736819067396},1.91102173382967,2.8427233445458304,0.44228215654600866,5.1009461074880136E-4,1.025926709842051E-2,5.7148054887079525E-4,2.1493615240193784,0.12000982136297589,3.1381287391235135E-2,2.4362433597719946E-3,8.1503653642789331E-5,5.2064841685739438E-5,44.706713777496169,1.1588023558755602,1.1587952133775961,1.1710243989014251,0.20952679297279064,0.20952679297279064,0.20952679297279064,0.20952679297279064,null,null,27.670685589355607,null,null,8.2271147161066033E-6,0,0,0]
[1421,1.646581691772885,8.2329084588644257,{"$f":"IF('Calculation Sheet'!$D$59=\"YES\",(Vcc_max-C1448)*ILIM_FINAL_TOL,(Vcc_max-C1448)*($AE$13+IF(C1448>=$AE$8,$AE$7,0)+(IF(C1448>=$AE$6,C1448,0)/$AE$5)+IF(C1448>$AE$10,($AE$9/C1448),0)))","v":1.8835767846876015},1.9081248371794273,2.8414132526751037,0.44240445363754022,5.1026636798234826E-4,1.026270869744117E-2,5.7060432035704878E-4,2.146464643020932,0.12004835992534968,3.1391729045776806E-2,2.4370630799532833E-3,8.1531101748799628E-5,5.2082375836537409E-5,44.693917804278385,1.1589875037362791,1.1589803616257046,1.1712088498132167,0.20959156371451915,0.20959156371451915,0.20959156371451915,0.20959156371451915,null,null,27.671381740527263,null,null,8.2329084588644263E-6,0,0,0]
[1422,1.6477404403244493,8.2387022016222478,{"$f":"IF('Calculation Sheet'!$D$59=\"YES\",(Vcc_max-C1449)*ILIM_FINAL_TOL,(Vcc_max-C1449)*($AE$13+IF(C1449>=$AE$8,$AE$7,0)+(IF(C1449>=$AE$6,C1449,0)/$AE$5)+IF(C1449>$AE$10,($AE$9/C1449),0)))","v":1.8806798874013284},1.90522794046205,2.840100986831545,0.44252649505752362,5.1043786137605629E-4,1.0266144976279312E-2,5.6972809182287421E-4,2.1435677618437428,0.12008683444595203,3.1402154335943289E-2,2.4378815393757414E-3,8.1558507702972349E-5,5.2099883060652274E-5,44.681112963748518,1.1591718674049696,1.1591647256877429,1.1713925063186319,0.20965622006417495,0.20965622006417495,0.20965622006417495,0.20965622006417495,null,null,27.672076320298263,null,null,8.2387022016222476E-6,0,0,0]
[1423,1.6488991888760136,8.2444959443800698,{"$f":"IF('Calculation Sheet'!$D$59=\"YES\",(Vcc_max-C1450)*ILIM_FINAL_TOL,(Vcc_max-C1450)*($AE$13+IF(C1450>=$AE$8,$AE$7,0)+(IF(C1450>=$AE$6,C1450,0)/$AE$5)+IF(C1450>$AE$10,($AE$9/C1450),0)))","v":1.8777829900479208},1.902331043677538,2.8387865499934728,0.44264828082760399,5.1060909092970341E-4,1.0269575934944486E-2,5.6885186326849357E-4,2.1406708804890404,0.12012524492617849,3.1412563261826287E-2,2.4386987380395908E-3,8.158587150508545E-5,5.2117363358084035E-5,44.668299265175435,1.1593554470811434,1.1593483057632192,1.1715753686224606,0.20972076202617362,0.20972076202617362,0.20972076202617362,0.20972076202617362,null,null,27.67276932885585,null,null,8.2444959443800706E-6,0,0,0]
[1424,1.6500579374275779,8.2502896871378901,{"$f":"IF('Calculation Sheet'!$D$59=\"YES\",(Vcc_max-C1451)*ILIM_FINAL_TOL,(Vcc_max-C1451)*($AE$13+IF(C1451>=$AE$8,$AE$7,0)+(IF(C1451>=$AE$6,C1451,0)/$AE$5)+IF(C1451>$AE$10,($AE$9/C1451),0)))","v":1.8748860926273787},1.8994341468258911,2.8374699451351253,0.44276981096942469,5.1078005664351167E-4,1.0273001573446239E-2,5.6797563469390688E-4,2.1377739989580409,0.12016359136742483,3.1422955823517285E-2,2.4395146759457198E-3,8.1613193155360975E-5,5.2134816728832689E-5,44.65547671781534,1.1595382429642618,1.1595311020515919,1.1717574369294395,0.20978518960493076,0.20978518960493076,0.20978518960493076,0.20978518960493076,null,null,27.673460766387215,null,null,8.2502896871378902E-6,0,0,0]
[1425,1.6512166859791422,8.2560834298957122,{"$f":"IF('Calculation Sheet'!$D$59=\"YES\",(Vcc_max-C1452)*ILIM_FINAL_TOL,(Vcc_max-C1452)*($AE$13+IF(C1452>=$AE$8,$AE$7,0)+(IF(C1452>=$AE$6,C1452,0)/$AE$5)+IF(C1452>$AE$10,($AE$9/C1452),0)))","v":1.8719891951397014},1.8965372499071091,2.8361511752266662,0.4428910855046273,5.1095075851748106E-4,1.0276421891794341E-2,5.6709940609889209E-4,2.1348771172519472,0.12020187377108682,3.1433332021108207E-2,2.4403293530943504E-3,8.1640472653576879E-5,5.2152243173120283E-5,44.642645330912003,1.1597202552537351,1.1597131147522681,1.1719387114442528,0.2098495028048617,0.2098495028048617,0.2098495028048617,0.2098495028048617,null,null,27.674150633079499,null,null,8.2560834298957115E-6,0,0,0]
[1426,1.6523754345307065,8.2618771726535343,{"$f":"IF('Calculation Sheet'!$D$59=\"YES\",(Vcc_max-C1453)*ILIM_FINAL_TOL,(Vcc_max-C1453)*($AE$13+IF(C1453>=$AE$8,$AE$7,0)+(IF(C1453>=$AE$6,C1453,0)/$AE$5)+IF(C1453>$AE$10,($AE$9/C1453),0)))","v":1.8690922975848885},1.8936403529211923,2.834830243234189,0.44301210445485117,5.1112119655161159E-4,1.0279836889998561E-2,5.6622317748344919E-4,2.131980235371949,0.12024009213856002,3.1443691854690758E-2,2.4411427694861487E-3,8.1667709999955207E-5,5.2169642690724771E-5,44.629805113696605,1.1599014841489228,1.1598943440646043,1.1721191923715315,0.20991370163038181,0.20991370163038181,0.20991370163038181,0.20991370163038181,null,null,27.674838929119822,null,null,8.2618771726535344E-6,0,0,0]
[1427,1.6535341830822707,8.2676709154113546,{"$f":"IF('Calculation Sheet'!$D$59=\"YES\",(Vcc_max-C1454)*ILIM_FINAL_TOL,(Vcc_max-C1454)*($AE$13+IF(C1454>=$AE$8,$AE$7,0)+(IF(C1454>=$AE$6,C1454,0)/$AE$5)+IF(C1454>$AE$10,($AE$9/C1454),0)))","v":1.8661953999629421},1.8907434558681404,2.8335071521197248,0.44313286784173433,5.1129137074568121E-4,1.0283246568068227E-2,5.6534694884802228E-4,2.1290833533192233,0.12027824647123997,3.1454035324356644E-2,2.4419549251215589E-3,8.1694905194495959E-5,5.2187015281646154E-5,44.616956075387847,1.1600819298491338,1.1600747901879065,1.1722988799158545,0.209977786085906,0.209977786085906,0.209977786085906,0.209977786085906,null,null,27.675525654695264,null,null,8.267670915411354E-6,0,0,0]
[1428,1.654692931633835,8.2734646581691766,{"$f":"IF('Calculation Sheet'!$D$59=\"YES\",(Vcc_max-C1455)*ILIM_FINAL_TOL,(Vcc_max-C1455)*($AE$13+IF(C1455>=$AE$8,$AE$7,0)+(IF(C1455>=$AE$6,C1455,0)/$AE$5)+IF(C1455>$AE$10,($AE$9/C1455),0)))","v":1.8632985022738597},1.8878465587479538,2.8321819048412462,0.44325337568691259,5.1146128109991196E-4,1.028665092601333E-2,5.6447072019194522E-4,2.126186471094933,0.12031633677052223,3.1464362430197568E-2,2.442765820001247E-3,8.1722058236977091E-5,5.2204360946106476E-5,44.604098225191933,1.1602615925536264,1.1602544533214296,1.1724777742817472,0.21004175617584897,0.21004175617584897,0.21004175617584897,0.21004175617584897,null,null,27.676210809992845,null,null,8.273464658169177E-6,0,0,0]
[1429,1.6558516801853995,8.2792584009269987,{"$f":"IF('Calculation Sheet'!$D$59=\"YES\",(Vcc_max-C1456)*ILIM_FINAL_TOL,(Vcc_max-C1456)*($AE$13+IF(C1456>=$AE$8,$AE$7,0)+(IF(C1456>=$AE$6,C1456,0)/$AE$5)+IF(C1456>$AE$10,($AE$9/C1456),0)))","v":1.8604016045176426},1.8849496615606318,2.8308545043526725,0.44337362801202018,5.1163092761430384E-4,1.0290049963843195E-2,5.6359449151588414E-4,2.1232895887002283,0.12035436303780234,3.1474673172305456E-2,2.4435754541254351E-3,8.1749169127620647E-5,5.2221679683883693E-5,44.591231572302583,1.1604404724616078,1.1604333336643782,1.1726558756736827,0.21010561190462562,0.21010561190462562,0.21010561190462562,0.21010561190462562,null,null,27.676894395199579,null,null,8.2792584009269983E-6,0,0,0]
[1430,1.6570104287369638,8.2850521436848208,{"$f":"IF('Calculation Sheet'!$D$59=\"YES\",(Vcc_max-C1457)*ILIM_FINAL_TOL,(Vcc_max-C1457)*($AE$13+IF(C1457>=$AE$8,$AE$7,0)+(IF(C1457>=$AE$6,C1457,0)/$AE$5)+IF(C1457>$AE$10,($AE$9/C1457),0)))","v":1.8575047066942902},1.8820527643061753,2.8295249536038778,0.44349362483868893,5.1180031028907891E-4,1.0293443681567593E-2,5.6271826281917292E-4,2.1203927061362489,0.12039232527447585,3.1484967550771792E-2,2.4443838274950114E-3,8.1776237866204582E-5,5.2238971494977804E-5,44.578356125901088,1.1606185697722347,1.1606114314159059,1.1728331842960817,0.21016935327665043,0.21016935327665043,0.21016935327665043,0.21016935327665043,null,null,27.677576410502407,null,null,8.2850521436848213E-6,0,0,0]
[1431,1.6581691772885281,8.2908458864426411,{"$f":"IF('Calculation Sheet'!$D$59=\"YES\",(Vcc_max-C1458)*ILIM_FINAL_TOL,(Vcc_max-C1458)*($AE$13+IF(C1458>=$AE$8,$AE$7,0)+(IF(C1458>=$AE$6,C1458,0)/$AE$5)+IF(C1458>$AE$10,($AE$9/C1458),0)))","v":1.8546078088038043},1.8791558669845838,2.8281932555406928,0.44361336618854974,5.1196942912401511E-4,1.0296832079196072E-2,5.6184203410247768E-4,2.1174958234041195,0.12043022348193833,3.1495245565688501E-2,2.4451909401101979E-3,8.1803264452950941E-5,5.2256236379610854E-5,44.56547189515625,1.1607958846846134,1.1607887467751157,1.1730097003533118,0.21023298029633763,0.21023298029633763,0.21023298029633763,0.21023298029633763,null,null,27.678256856088257,null,null,8.2908458864426409E-6,0,0,0]
[1432,1.6593279258400924,8.2966396292004632,{"$f":"IF('Calculation Sheet'!$D$59=\"YES\",(Vcc_max-C1459)*ILIM_FINAL_TOL,(Vcc_max-C1459)*($AE$13+IF(C1459>=$AE$8,$AE$7,0)+(IF(C1459>=$AE$6,C1459,0)/$AE$5)+IF(C1459>$AE$10,($AE$9/C1459),0)))","v":1.851710910846182},1.8762589695958576,2.8268594131049136,0.4437328520832311,5.1213828411911244E-4,1.0300215156738401E-2,5.6096580536535434E-4,2.114598940504953,0.12046805766158508,3.1505507217147066E-2,2.4459967919716608E-3,8.183024888763768E-5,5.2273474337560799E-5,44.552578889224534,1.1609724173977993,1.1609652799410601,1.1731854240496875,0.21029649296810149,0.21029649296810149,0.21029649296810149,0.21029649296810149,null,null,27.678935732143998,null,null,8.2966396292004639E-6,0,0,0]
[1433,1.6604866743916566,8.3024333719582852,{"$f":"IF('Calculation Sheet'!$D$59=\"YES\",(Vcc_max-C1460)*ILIM_FINAL_TOL,(Vcc_max-C1460)*($AE$13+IF(C1460>=$AE$8,$AE$7,0)+(IF(C1460>=$AE$6,C1460,0)/$AE$5)+IF(C1460>$AE$10,($AE$9/C1460),0)))","v":1.848814012821425},1.8733620721399964,2.8255234292343054,0.44385208254435971,5.1230687527437091E-4,1.0303592914204129E-2,5.600895766078029E-4,2.1117020574398508,0.12050582781481145,3.1515752505239414E-2,2.4468013830798441E-3,8.1857191170486843E-5,5.2290685368827639E-5,44.539677117249902,1.1611481681107974,1.1611410311127408,1.1733603555894714,0.21035989129635602,0.21035989129635602,0.21035989129635602,0.21035989129635602,null,null,27.679613038856477,null,null,8.3024333719582852E-6,0,0,0]
[1434,1.6616454229432209,8.3082271147161055,{"$f":"IF('Calculation Sheet'!$D$59=\"YES\",(Vcc_max-C1461)*ILIM_FINAL_TOL,(Vcc_max-C1461)*($AE$13+IF(C1461>=$AE$8,$AE$7,0)+(IF(C1461>=$AE$6,C1461,0)/$AE$5)+IF(C1461>$AE$10,($AE$9/C1461),0)))","v":1.8459171147295341},1.8704651746170002,2.824185306862609,0.44397105759356048,5.1247520259001256E-4,1.0306965351602804E-2,5.5921334783004539E-4,2.1088051742099014,0.12054353394301298,3.1525981430057248E-2,2.447604713435414E-3,8.1884091301276385E-5,5.2307869473633417E-5,44.526766588364019,1.1613231370225616,1.161316000489109,1.1735344951768729,0.21042317528551502,0.21042317528551502,0.21042317528551502,0.21042317528551502,null,null,27.680288776412482,null,null,8.3082271147161048E-6,0,0,0]
[1435,1.6628041714947852,8.3140208574739276,{"$f":"IF('Calculation Sheet'!$D$59=\"YES\",(Vcc_max-C1462)*ILIM_FINAL_TOL,(Vcc_max-C1462)*($AE$13+IF(C1462>=$AE$8,$AE$7,0)+(IF(C1462>=$AE$6,C1462,0)/$AE$5)+IF(C1462>$AE$10,($AE$9/C1462),0)))","v":1.8430202165705072},1.8675682770268693,2.8228450489195458,0.4440897772524568,5.1264326606581534E-4,1.0310332468944194E-2,5.5833711903208183E-4,2.1059082908161812,0.120581176047585,3.1536193991692274E-2,2.4484067830388145E-3,8.1910949280228351E-5,5.232502665175609E-5,44.513847311686114,1.1614973243319953,1.1614901882690649,1.1737078430160492,0.21048634493999208,0.21048634493999208,0.21048634493999208,0.21048634493999208,null,null,27.680962944998782,null,null,8.3140208574739277E-6,0,0,0]
[1436,1.6639629200463497,8.3198146002317497,{"$f":"IF('Calculation Sheet'!$D$59=\"YES\",(Vcc_max-C1463)*ILIM_FINAL_TOL,(Vcc_max-C1463)*($AE$13+IF(C1463>=$AE$8,$AE$7,0)+(IF(C1463>=$AE$6,C1463,0)/$AE$5)+IF(C1463>$AE$10,($AE$9/C1463),0)))","v":1.8401233183443457},1.8646713793696028,2.8215026583308225,0.4442082415426698,5.128110657020013E-4,1.0313694266238072E-2,5.5746089021369016E-4,2.1030114072597552,0.12061875412992284,3.1546390190236195E-2,2.4492075918904899E-3,8.1937765107120697E-5,5.2342156903195658E-5,44.500919296323111,1.1616707302379516,1.1616635946514586,1.1738803993111047,0.21054940026420077,0.21054940026420077,0.21054940026420077,0.21054940026420077,null,null,27.681635544802088,null,null,8.319814600231749E-6,0,0,0]
[1437,1.665121668597914,8.3256083429895718,{"$f":"IF('Calculation Sheet'!$D$59=\"YES\",(Vcc_max-C1464)*ILIM_FINAL_TOL,(Vcc_max-C1464)*($AE$13+IF(C1464>=$AE$8,$AE$7,0)+(IF(C1464>=$AE$6,C1464,0)/$AE$5)+IF(C1464>$AE$10,($AE$9/C1464),0)))","v":1.8372264200510491},1.861774481645202,2.8201581380181389,0.44432645048581887,5.1297860149857044E-4,1.0317050743493761E-2,5.5658466137509244E-4,2.1001145235416772,0.12065626819142183,3.1556570025780717E-2,2.450007139990884E-3,8.1964538782175467E-5,5.2359260228174165E-5,44.487982551369569,1.1618433549392329,1.1618362198350893,1.1740521642660908,0.21061234126255446,0.21061234126255446,0.21061234126255446,0.21061234126255446,null,null,27.682306576009083,null,null,8.325608342989572E-6,0,0,0]
[1438,1.6662804171494783,8.3314020857473921,{"$f":"IF('Calculation Sheet'!$D$59=\"YES\",(Vcc_max-C1465)*ILIM_FINAL_TOL,(Vcc_max-C1465)*($AE$13+IF(C1465>=$AE$8,$AE$7,0)+(IF(C1465>=$AE$6,C1465,0)/$AE$5)+IF(C1465>$AE$10,($AE$9/C1465),0)))","v":1.8343295216906186},1.8588775838536662,2.8188114908991908,0.4444444041035216,5.1314587345530072E-4,1.0320401900721032E-2,5.5570843251606661E-4,2.097217639662988,0.12069371823347708,3.1566733498417543E-2,2.4508054273406632E-3,8.1991270305170616E-5,5.2376336626469566E-5,44.475037085907744,1.1620151986345908,1.1620080640187058,1.174223138085007,0.21067516793946628,0.21067516793946628,0.21067516793946628,0.21067516793946628,null,null,27.682976038806427,null,null,8.3314020857473916E-6,0,0,0]
[1439,1.6674391657010426,8.3371958285052141,{"$f":"IF('Calculation Sheet'!$D$59=\"YES\",(Vcc_max-C1466)*ILIM_FINAL_TOL,(Vcc_max-C1466)*($AE$13+IF(C1466>=$AE$8,$AE$7,0)+(IF(C1466>=$AE$6,C1466,0)/$AE$5)+IF(C1466>$AE$10,($AE$9/C1466),0)))","v":1.831432623263052},1.8559806859949957,2.8174627198876778,0.44456210241739402,5.1331288157241417E-4,1.0323747737929656E-2,5.5483220363683472E-4,2.0943207556247181,0.1207311042574839,3.1576880608238378E-2,2.4516024539404935E-3,8.2017959676328189E-5,5.2393386098081862E-5,44.462082909007584,1.1621862615227267,1.1621791274010063,1.1743933209717996,0.21073788029934915,0.21073788029934915,0.21073788029934915,0.21073788029934915,null,null,27.683643933380694,null,null,8.3371958285052146E-6,0,0,0]
[1440,1.6685979142526068,8.3429895712630362,{"$f":"IF('Calculation Sheet'!$D$59=\"YES\",(Vcc_max-C1467)*ILIM_FINAL_TOL,(Vcc_max-C1467)*($AE$13+IF(C1467>=$AE$8,$AE$7,0)+(IF(C1467>=$AE$6,C1467,0)/$AE$5)+IF(C1467>$AE$10,($AE$9/C1467),0)))","v":1.8285357247683509},1.8530837880691902,2.8161118278933066,0.44467954544904997,5.134796258499108E-4,1.032708825512918E-2,5.5395597473717473E-4,2.0914238714278857,0.12076842626483764,3.1587011355335148E-2,2.4523982197905969E-3,8.2044606895426142E-5,5.2410408643011053E-5,44.449120029726771,1.1623565438022911,1.1623494101806382,1.1745627131303624,0.21080047834661597,0.21080047834661597,0.21080047834661597,0.21080047834661597,null,null,27.684310259918462,null,null,8.3429895712630359E-6,0,0,0]
[1441,1.6697566628041711,8.3487833140208565,{"$f":"IF('Calculation Sheet'!$D$59=\"YES\",(Vcc_max-C1468)*ILIM_FINAL_TOL,(Vcc_max-C1468)*($AE$13+IF(C1468>=$AE$8,$AE$7,0)+(IF(C1468>=$AE$6,C1468,0)/$AE$5)+IF(C1468>$AE$10,($AE$9/C1468),0)))","v":1.8256388262065155},1.8501868900762497,2.8147588178217977,0.44479673322010149,5.1364610628779062E-4,1.0330423452329152E-2,5.5307974581730868E-4,2.0885269870734988,0.12080568425693339,3.1597125739799337E-2,2.4531927248916396E-3,8.2071211962686519E-5,5.2427404261479182E-5,44.43614845711069,1.1625260456718838,1.1625189125561985,1.1747313147645371,0.21086296208567923,0.21086296208567923,0.21086296208567923,0.21086296208567923,null,null,27.684975018606252,null,null,8.3487833140208572E-6,0,0,0]
[1442,1.6709154113557354,8.3545770567786786,{"$f":"IF('Calculation Sheet'!$D$59=\"YES\",(Vcc_max-C1469)*ILIM_FINAL_TOL,(Vcc_max-C1469)*($AE$13+IF(C1469>=$AE$8,$AE$7,0)+(IF(C1469>=$AE$6,C1469,0)/$AE$5)+IF(C1469>$AE$10,($AE$9/C1469),0)))","v":1.8227419275775443},1.8472899920161743,2.8134036925748913,0.44491366575215907,5.1381232288605361E-4,1.0333753329539341E-2,5.5220351687701452E-4,2.0856301025625537,0.12084287823516604,3.1607223761722647E-2,2.4539859692440658E-3,8.2097774877887275E-5,5.2444372953264207E-5,44.423168200192471,1.1626947673300547,1.162687634726234,1.1748991260781121,0.21092533152095161,0.21092533152095161,0.21092533152095161,0.21092533152095161,null,null,27.685638209630547,null,null,8.3545770567786785E-6,0,0,0]
[1443,1.6720741599072997,8.3603707995365006,{"$f":"IF('Calculation Sheet'!$D$59=\"YES\",(Vcc_max-C1470)*ILIM_FINAL_TOL,(Vcc_max-C1470)*($AE$13+IF(C1470>=$AE$8,$AE$7,0)+(IF(C1470>=$AE$6,C1470,0)/$AE$5)+IF(C1470>$AE$10,($AE$9/C1470),0)))","v":1.8198450288814383},1.8443930938889639,2.8120464550503512,0.44503034306683098,5.1397827564469978E-4,1.0337077886769297E-2,5.5132728791651431E-4,2.0827332178960352,0.12088000820093092,3.1617305421197006E-2,2.4547779528485414E-3,8.2124295641250455E-5,5.2461314718366125E-5,44.410179267993087,1.1628627089753025,1.1628555768892403,1.1750661472748238,0.21098758665684536,0.21098758665684536,0.21098758665684536,0.21098758665684536,null,null,27.686299833177799,null,null,8.3603707995365014E-6,0,0,0]
[1444,1.6732329084588642,8.3661645422943227,{"$f":"IF('Calculation Sheet'!$D$59=\"YES\",(Vcc_max-C1471)*ILIM_FINAL_TOL,(Vcc_max-C1471)*($AE$13+IF(C1471>=$AE$8,$AE$7,0)+(IF(C1471>=$AE$6,C1471,0)/$AE$5)+IF(C1471>$AE$10,($AE$9/C1471),0)))","v":1.8169481301181973},1.8414961956946181,2.810687108141972,0.44514676518572416,5.1414396456395117E-4,1.0340397124028566E-2,5.5045105893580804E-4,2.0798363330749181,0.12091707415562314,3.1627370718314118E-2,2.4555686757055106E-3,8.2150774252554015E-5,5.2478229557006983E-5,44.397181669521224,1.163029870806076,1.1630227392436634,1.1752323785583561,0.21104972749777251,0.21104972749777251,0.21104972749777251,0.21104972749777251,null,null,27.686959889434402,null,null,8.3661645422943227E-6,0,0,0]
[1445,1.6743916570104285,8.371958285052143,{"$f":"IF('Calculation Sheet'!$D$59=\"YES\",(Vcc_max-C1472)*ILIM_FINAL_TOL,(Vcc_max-C1472)*($AE$13+IF(C1472>=$AE$8,$AE$7,0)+(IF(C1472>=$AE$6,C1472,0)/$AE$5)+IF(C1472>$AE$10,($AE$9/C1472),0)))","v":1.8140512312878225},1.838599297433138,2.8093256547395837,0.4452629321304431,5.1430938964358575E-4,1.034371104132692E-2,5.4957482993467366E-4,2.0769394481001666,0.1209540761006378,3.1637419653165466E-2,2.4563581378154176E-3,8.2177210712019999E-5,5.2495117468964736E-5,44.38417541377337,1.1631962530207731,1.1631891219878978,1.1753978201323401,0.21111175404814508,0.21111175404814508,0.21111175404814508,0.21111175404814508,null,null,27.687618378586734,null,null,8.3719582850521423E-6,0,0,0]
[1446,1.6755504055619928,8.3777520278099651,{"$f":"IF('Calculation Sheet'!$D$59=\"YES\",(Vcc_max-C1473)*ILIM_FINAL_TOL,(Vcc_max-C1473)*($AE$13+IF(C1473>=$AE$8,$AE$7,0)+(IF(C1473>=$AE$6,C1473,0)/$AE$5)+IF(C1473>$AE$10,($AE$9/C1473),0)))","v":1.8111543323903116},1.8357023991045232,2.8079620977290563,0.44537884392259097,5.144745508836035E-4,1.0347019638673904E-2,5.4869860091311118E-4,2.0740425629727337,0.12099101403736978,3.1647452225842976E-2,2.4571463391789283E-3,8.2203605019426362E-5,5.2511978454239383E-5,44.371160509733869,1.1633618558177414,1.1633547253202883,1.1755624722003546,0.21117366631237489,0.21117366631237489,0.21117366631237489,0.21117366631237489,null,null,27.688275300821122,null,null,8.3777520278099653E-6,0,0,0]
[1447,1.676709154113557,8.3835457705677872,{"$f":"IF('Calculation Sheet'!$D$59=\"YES\",(Vcc_max-C1474)*ILIM_FINAL_TOL,(Vcc_max-C1474)*($AE$13+IF(C1474>=$AE$8,$AE$7,0)+(IF(C1474>=$AE$6,C1474,0)/$AE$5)+IF(C1474>$AE$10,($AE$9/C1474),0)))","v":1.808257433425666},1.8328055007087733,2.8065964399923069,0.44549450058376872,5.1463944828422648E-4,1.0350322916079291E-2,5.4782237187134264E-4,2.0711456776935622,0.1210278879672142,3.1657468436438352E-2,2.457933279796487E-3,8.222995717499515E-5,5.2528812512830925E-5,44.35813696637485,1.1635266793952779,1.1635195494391288,1.1757263349659259,0.2112354642948735,0.2112354642948735,0.2112354642948735,0.2112354642948735,null,null,27.688930656323841,null,null,8.3835457705677866E-6,0,0,0]
[1448,1.6778679026651213,8.3893395133256075,{"$f":"IF('Calculation Sheet'!$D$59=\"YES\",(Vcc_max-C1475)*ILIM_FINAL_TOL,(Vcc_max-C1475)*($AE$13+IF(C1475>=$AE$8,$AE$7,0)+(IF(C1475>=$AE$6,C1475,0)/$AE$5)+IF(C1475>$AE$10,($AE$9/C1475),0)))","v":1.8053605343938863},1.8299086022458886,2.8052286844073038,0.44560990213557594,5.1480408184523263E-4,1.0353620873552627E-2,5.4694614280936804E-4,2.0682487922635842,0.12106469789156593,3.1667468285043299E-2,2.4587189596685377E-3,8.2256267178504316E-5,5.2545619644961405E-5,44.345104792656365,1.1636907239516292,1.1636835945426629,1.175889408632528,0.21129714800005228,0.21129714800005228,0.21129714800005228,0.21129714800005228,null,null,27.689584445281152,null,null,8.3893395133256079E-6,0,0,0]
[1449,1.6790266512166856,8.3951332560834278,{"$f":"IF('Calculation Sheet'!$D$59=\"YES\",(Vcc_max-C1476)*ILIM_FINAL_TOL,(Vcc_max-C1476)*($AE$13+IF(C1476>=$AE$8,$AE$7,0)+(IF(C1476>=$AE$6,C1476,0)/$AE$5)+IF(C1476>$AE$10,($AE$9/C1476),0)))","v":1.8024636352949719},1.8270117037158689,2.8038588338480728,0.44572504859961004,5.1496845156684401E-4,1.035691351110346E-2,5.4606991372696534E-4,2.0653519066837216,0.12110144381181986,3.1677451771749521E-2,2.4595033787957465E-3,8.2282535029953863E-5,5.2562399850408781E-5,44.332063997526269,1.1638539896849918,1.1638468608290837,1.1760516934035818,0.2113587174323226,0.2113587174323226,0.2113587174323226,0.2113587174323226,null,null,27.690236667879251,null,null,8.3951332560834275E-6,0,0,0]
[1450,1.6801853997682499,8.4009269988412498,{"$f":"IF('Calculation Sheet'!$D$59=\"YES\",(Vcc_max-C1477)*ILIM_FINAL_TOL,(Vcc_max-C1477)*($AE$13+IF(C1477>=$AE$8,$AE$7,0)+(IF(C1477>=$AE$6,C1477,0)/$AE$5)+IF(C1477>$AE$10,($AE$9/C1477),0)))","v":1.7995667361289214},1.8241148051187144,2.8024868911847016,0.44583993999746663,5.1513255744906061E-4,1.0360200828741561E-2,5.4519368462435658E-4,2.0624550209548866,0.12113812572937088,3.1687418896648722E-2,2.4602865371785576E-3,8.2308760729565833E-5,5.2579153129173051E-5,44.319014589920343,1.1640164767935111,1.1640093484965339,1.1762131894824563,0.21142017259609558,0.21142017259609558,0.21142017259609558,0.21142017259609558,null,null,27.690887324304331,null,null,8.4009269988412505E-6,0,0,0]
[1451,1.6813441483198142,8.4067207415990719,{"$f":"IF('Calculation Sheet'!$D$59=\"YES\",(Vcc_max-C1478)*ILIM_FINAL_TOL,(Vcc_max-C1478)*($AE$13+IF(C1478>=$AE$8,$AE$7,0)+(IF(C1478>=$AE$6,C1478,0)/$AE$5)+IF(C1478>$AE$10,($AE$9/C1478),0)))","v":1.7966698368957361},1.8212179064544249,2.8011128592833465,0.44595457635073954,5.152963994916604E-4,1.0363482826476478E-2,5.4431745550131971E-4,2.0595581350779808,0.12117474364561409,3.1697369659832608E-2,2.461068434817415E-3,8.2334944277118183E-5,5.259587948147626E-5,44.305956578762256,1.1641781854752824,1.1641710577431061,1.1763738970724682,0.21148151349578215,0.21148151349578215,0.21148151349578215,0.21148151349578215,null,null,27.691536414742519,null,null,8.4067207415990718E-6,0,0,0]
[1452,1.6825028968713787,8.412514484356894,{"$f":"IF('Calculation Sheet'!$D$59=\"YES\",(Vcc_max-C1479)*ILIM_FINAL_TOL,(Vcc_max-C1479)*($AE$13+IF(C1479>=$AE$8,$AE$7,0)+(IF(C1479>=$AE$6,C1479,0)/$AE$5)+IF(C1479>$AE$10,($AE$9/C1479),0)))","v":1.7937729375954157},1.8183210077229999,2.7997367410062362,0.44606895768102106,5.154599776948654E-4,1.0366759504317979E-2,5.4344122635807679E-4,2.0566612490538954,0.12121129756194415,3.1707304061392882E-2,2.4618490717129848E-3,8.2361085672832957E-5,5.2612578907096363E-5,44.292889972963572,1.1643391159283509,1.164331988766842,1.1765338163768813,0.21154274013579299,0.21154274013579299,0.21154274013579299,0.21154274013579299,null,null,27.692183939379884,null,null,8.4125144843568947E-6,0,0,0]
[1453,1.6836616454229429,8.4183082271147143,{"$f":"IF('Calculation Sheet'!$D$59=\"YES\",(Vcc_max-C1480)*ILIM_FINAL_TOL,(Vcc_max-C1480)*($AE$13+IF(C1480>=$AE$8,$AE$7,0)+(IF(C1480>=$AE$6,C1480,0)/$AE$5)+IF(C1480>$AE$10,($AE$9/C1480),0)))","v":1.7908760382279614},1.8154241089244405,2.7983585392116792,0.44618308400990103,5.1562329205867563E-4,1.0370030862275614E-2,5.4256499719462781E-4,2.0537643628835136,0.12124778747975573,3.171722210142125E-2,2.4626284478657112E-3,8.238718491648811E-5,5.2629251406033362E-5,44.279814781423823,1.1644992683507109,1.164492141765733,1.176692947598907,0.21160385252053882,0.21160385252053882,0.21160385252053882,0.21160385252053882,null,null,27.692829898402504,null,null,8.4183082271147143E-6,0,0,0]
[1454,1.6848203939745072,8.4241019698725363,{"$f":"IF('Calculation Sheet'!$D$59=\"YES\",(Vcc_max-C1481)*ILIM_FINAL_TOL,(Vcc_max-C1481)*($AE$13+IF(C1481>=$AE$8,$AE$7,0)+(IF(C1481>=$AE$6,C1481,0)/$AE$5)+IF(C1481>$AE$10,($AE$9/C1481),0)))","v":1.7879791387933714},1.8125272100587462,2.7969782567540675,0.44629695535896774,5.1578634258309108E-4,1.037329690035893E-2,5.4168876801075072E-4,2.0508674765677073,0.12128421340044393,3.1727123780009636E-2,2.4634065632760382E-3,8.2413242008305687E-5,5.2645896978287254E-5,44.266731013030501,1.1646586429403065,1.1646515169377205,1.176851290941705,0.21166485065443008,0.21166485065443008,0.21166485065443008,0.21166485065443008,null,null,27.693474291996385,null,null,8.4241019698725356E-6,0,0,0]
[1455,1.6859791425260715,8.4298957126303584,{"$f":"IF('Calculation Sheet'!$D$59=\"YES\",(Vcc_max-C1482)*ILIM_FINAL_TOL,(Vcc_max-C1482)*($AE$13+IF(C1482>=$AE$8,$AE$7,0)+(IF(C1482>=$AE$6,C1482,0)/$AE$5)+IF(C1482>$AE$10,($AE$9/C1482),0)))","v":1.7850822392916463},1.8096303111259171,2.7955958964838823,0.44641057174980792,5.1594912926833381E-4,1.0376557618577698E-2,5.4081253880644553E-4,2.0479705901073393,0.12132057532540319,3.1737009097249524E-2,2.464183417944632E-3,8.2439256948063644E-5,5.2662515624080086E-5,44.253638676659051,1.1648172398950318,1.1648101144806953,1.1770088466083819,0.21172573454187682,0.21172573454187682,0.21172573454187682,0.21172573454187682,null,null,27.694117120347499,null,null,8.4298957126303586E-6,0,0,0]
[1456,1.6871378910776358,8.4356894553881787,{"$f":"IF('Calculation Sheet'!$D$59=\"YES\",(Vcc_max-C1483)*ILIM_FINAL_TOL,(Vcc_max-C1483)*($AE$13+IF(C1483>=$AE$8,$AE$7,0)+(IF(C1483>=$AE$6,C1483,0)/$AE$5)+IF(C1483>$AE$10,($AE$9/C1483),0)))","v":1.7821853397227876},1.8067334121259531,2.7942114612476994,0.4465239332040063,5.1611165211418175E-4,1.0379813016941464E-2,5.3993630958193428E-4,2.0450737035032627,0.1213568732560284,3.1746878053232619E-2,2.4649590118719367E-3,8.2465229735984025E-5,5.2679107343189813E-5,44.24053778117289,1.1649750594127299,1.1649679345924975,1.1771656148019924,0.21178650418728928,0.21178650418728928,0.21178650418728928,0.21178650418728928,null,null,27.694758383641783,null,null,8.4356894553881782E-6,0,0,0]
[1457,1.6882966396292001,8.4414831981460008,{"$f":"IF('Calculation Sheet'!$D$59=\"YES\",(Vcc_max-C1484)*ILIM_FINAL_TOL,(Vcc_max-C1484)*($AE$13+IF(C1484>=$AE$8,$AE$7,0)+(IF(C1484>=$AE$6,C1484,0)/$AE$5)+IF(C1484>$AE$10,($AE$9/C1484),0)))","v":1.7792884400867928},1.8038365130588541,2.7928249538881955,0.44663703974314561,5.1627391112063492E-4,1.0383063095459777E-2,5.3906008033721697E-4,2.0421768167563208,0.12139310719371421,3.1756730648050846E-2,2.4657333450583963E-3,8.2491160371844785E-5,5.2695672135616434E-5,44.227428335423468,1.1651321016911944,1.1651249774709174,1.1773215957255383,0.21184715959507749,0.21184715959507749,0.21184715959507749,0.21184715959507749,null,null,27.695398082065132,null,null,8.4414831981460012E-6,0,0,0]
[1458,1.6894553881807644,8.4472769409038229,{"$f":"IF('Calculation Sheet'!$D$59=\"YES\",(Vcc_max-C1485)*ILIM_FINAL_TOL,(Vcc_max-C1485)*($AE$13+IF(C1485>=$AE$8,$AE$7,0)+(IF(C1485>=$AE$6,C1485,0)/$AE$5)+IF(C1485>$AE$10,($AE$9/C1485),0)))","v":1.7763915403836632},1.8009396139246201,2.7914363772441515,0.44674989138880705,5.1643590628769331E-4,1.0386307854142407E-2,5.3818385107207156E-4,2.039279929867349,0.1214292771398553,3.1766566881795688E-2,2.4665064175046769E-3,8.2517048855867969E-5,5.2712210001581994E-5,44.21431034825023,1.1652883669281677,1.1652812433136948,1.1774767895819698,0.21190770076965104,0.21190770076965104,0.21190770076965104,0.21190770076965104,null,null,27.696036215803403,null,null,8.4472769409038225E-6,0,0,0]
[1459,1.6906141367323286,8.4530706836616432,{"$f":"IF('Calculation Sheet'!$D$59=\"YES\",(Vcc_max-C1486)*ILIM_FINAL_TOL,(Vcc_max-C1486)*($AE$13+IF(C1486>=$AE$8,$AE$7,0)+(IF(C1486>=$AE$6,C1486,0)/$AE$5)+IF(C1486>$AE$10,($AE$9/C1486),0)))","v":1.7734946406133993},1.7980427147232512,2.7900457341504605,0.44686248816256979,5.1659763761557898E-4,1.0389547292999124E-2,5.3730762178672009E-4,2.0363830428371719,0.12146538309584631,3.177638675455885E-2,2.4672782292112228E-3,8.2542895187831533E-5,5.2728720940864449E-5,44.20118382848068,1.1654438553213424,1.1654367323185191,1.1776311965741841,0.21196812771541951,0.21196812771541951,0.21196812771541951,0.21196812771541951,null,null,27.696672785042423,null,null,8.4530706836616438E-6,0,0,0]
[1460,1.6917728852838931,8.458864426419467,{"$f":"IF('Calculation Sheet'!$D$59=\"YES\",(Vcc_max-C1487)*ILIM_FINAL_TOL,(Vcc_max-C1487)*($AE$13+IF(C1487>=$AE$8,$AE$7,0)+(IF(C1487>=$AE$6,C1487,0)/$AE$5)+IF(C1487>$AE$10,($AE$9/C1487),0)))","v":1.7705977407759992},1.7951458154547471,2.78865302743813,0.44697483008601147,5.1675910510406986E-4,1.0392781412039254E-2,5.3643139248094052E-4,2.0334861556666053,0.1215014250630817,3.1786190266432257E-2,2.4680487801784778E-3,8.2568699367957521E-5,5.2745204953463798E-5,44.188048784930352,1.1655985670683604,1.1655914446830296,1.1777848169050267,0.21202844043679225,0.21202844043679225,0.21202844043679225,0.21202844043679225,null,null,27.697307789967962,null,null,8.4588644264194667E-6,0,0,0]
[1461,1.6929316338354574,8.4646581691772873,{"$f":"IF('Calculation Sheet'!$D$59=\"YES\",(Vcc_max-C1488)*ILIM_FINAL_TOL,(Vcc_max-C1488)*($AE$13+IF(C1488>=$AE$8,$AE$7,0)+(IF(C1488>=$AE$6,C1488,0)/$AE$5)+IF(C1488>$AE$10,($AE$9/C1488),0)))","v":1.7677008408714654},1.7922489161191084,2.787258259934291,0.44708691718070703,5.1692030875338801E-4,1.0396010211272788E-2,5.3555516315495488E-4,2.0305892683564579,0.12153740304295613,3.1795977417507393E-2,2.4688180704071083E-3,8.2594461396023888E-5,5.2761662039380042E-5,44.174905226402849,1.1657525023668138,1.1657453806048148,1.1779376507772901,0.21208863893817864,0.21208863893817864,0.21208863893817864,0.21208863893817864,null,null,27.69794123076576,null,null,8.464658169177288E-6,0,0,0]
[1462,1.6940903823870217,8.4704519119351094,{"$f":"IF('Calculation Sheet'!$D$59=\"YES\",(Vcc_max-C1489)*ILIM_FINAL_TOL,(Vcc_max-C1489)*($AE$13+IF(C1489>=$AE$8,$AE$7,0)+(IF(C1489>=$AE$6,C1489,0)/$AE$5)+IF(C1489>$AE$10,($AE$9/C1489),0)))","v":1.7648039408997964},1.7893520167163348,2.7858614344621997,0.44719874946823057,5.1708124856353344E-4,1.0399233690709053E-2,5.3467893380854115E-4,2.0276923809075273,0.12157331703686425,3.1805748207876183E-2,2.4695860998975583E-3,8.262018127225268E-5,5.2778092198835225E-5,44.161753161689866,1.1659056614142442,1.1658985402814137,1.1780896983937152,0.21214872322398759,0.21214872322398759,0.21214872322398759,0.21214872322398759,null,null,27.698573107621534,null,null,8.4704519119351093E-6,0,0,0]
[1463,1.695249130938586,8.4762456546929297,{"$f":"IF('Calculation Sheet'!$D$59=\"YES\",(Vcc_max-C1490)*ILIM_FINAL_TOL,(Vcc_max-C1490)*($AE$13+IF(C1490>=$AE$8,$AE$7,0)+(IF(C1490>=$AE$6,C1490,0)/$AE$5)+IF(C1490>$AE$10,($AE$9/C1490),0)))","v":1.7619070408609927},1.7864551172464262,2.7844625538412453,0.44731032697015394,5.1724192453428408E-4,1.0402451850357819E-2,5.3380270444192135E-4,2.0247954933206027,0.12160916704620028,3.1815502637630333E-2,2.4703528686502718E-3,8.264585899642185E-5,5.2794495431607302E-5,44.148592599571217,1.166058044408143,1.1660509239103143,1.1782409599569901,0.21220869329862824,0.21220869329862824,0.21220869329862824,0.21220869329862824,null,null,27.69920342072092,null,null,8.4762456546929289E-6,0,0,0]
[1464,1.6964078794901503,8.4820393974507517,{"$f":"IF('Calculation Sheet'!$D$59=\"YES\",(Vcc_max-C1491)*ILIM_FINAL_TOL,(Vcc_max-C1491)*($AE$13+IF(C1491>=$AE$8,$AE$7,0)+(IF(C1491>=$AE$6,C1491,0)/$AE$5)+IF(C1491>$AE$10,($AE$9/C1491),0)))","v":1.7590101407550536},1.7835582177093829,2.7830616208869534,0.44742164970804743,5.1740233666586199E-4,1.0405664690228633E-2,5.3292647505509549E-4,2.0218986055964652,0.1216449530723589,3.1825240706861324E-2,2.4711183766659151E-3,8.2671494568531401E-5,5.2810871737696274E-5,44.135423548814835,1.1662096515459512,1.1662025316889548,1.1783914356697509,0.21226854916650906,0.21226854916650906,0.21226854916650906,0.21226854916650906,null,null,27.699832170249568,null,null,8.4820393974507519E-6,0,0,0]
[1465,1.6975666280417145,8.4878331402085738,{"$f":"IF('Calculation Sheet'!$D$59=\"YES\",(Vcc_max-C1492)*ILIM_FINAL_TOL,(Vcc_max-C1492)*($AE$13+IF(C1492>=$AE$8,$AE$7,0)+(IF(C1492>=$AE$6,C1492,0)/$AE$5)+IF(C1492>$AE$10,($AE$9/C1492),0)))","v":1.7561132405819797},1.7806613181052047,2.7816586384109927,0.44753271770347913,5.1756248495826718E-4,1.0408872210331266E-2,5.3205024564784154E-4,2.019001717735887,0.12168067511673453,3.1834962415661083E-2,2.4718826239449321E-3,8.2697087988803375E-5,5.2827221117102141E-5,44.122246018176725,1.1663604830250598,1.1663533638147232,1.1785411257345817,0.21232829083203875,0.21232829083203875,0.21232829083203875,0.21232829083203875,null,null,27.700459356393036,null,null,8.4878331402085732E-6,0,0,0]
[1466,1.6987253765932788,8.4936268829663941,{"$f":"IF('Calculation Sheet'!$D$59=\"YES\",(Vcc_max-C1493)*ILIM_FINAL_TOL,(Vcc_max-C1493)*($AE$13+IF(C1493>=$AE$8,$AE$7,0)+(IF(C1493>=$AE$6,C1493,0)/$AE$5)+IF(C1493>$AE$10,($AE$9/C1493),0)))","v":1.7532163403417713},1.7777644184338914,2.7802536092211798,0.44764353097801535,5.1772236941149963E-4,1.0412074410675265E-2,5.3117401622015947E-4,2.016104829739632,0.12171633318072161,3.1844667764121093E-2,2.472645610487767E-3,8.2722639257015729E-5,5.2843543570046947E-5,44.109060016401145,1.1665105390428092,1.1665034204849569,1.178690030354014,0.21238791829962556,0.21238791829962556,0.21238791829962556,0.21238791829962556,null,null,27.701084979336891,null,null,8.4936268829663945E-6,0,0,0]
[1467,1.6998841251448433,8.499420625724218,{"$f":"IF('Calculation Sheet'!$D$59=\"YES\",(Vcc_max-C1494)*ILIM_FINAL_TOL,(Vcc_max-C1494)*($AE$13+IF(C1494>=$AE$8,$AE$7,0)+(IF(C1494>=$AE$6,C1494,0)/$AE$5)+IF(C1494>$AE$10,($AE$9/C1494),0)))","v":1.7503194400344269},1.7748675186954428,2.7788465361214847,0.44775408955322105,5.1788199002555935E-4,1.04152712912704E-2,5.3029778677227135E-4,2.0132079416084547,0.12175192726571438,3.1854356752333279E-2,2.4734073362950859E-3,8.2748148373390507E-5,5.2859839096308647E-5,44.095865552220424,1.1666598197964899,1.1666527018969435,1.1788381497305269,0.21244743157367774,0.21244743157367774,0.21244743157367774,0.21244743157367774,null,null,27.701709039266625,null,null,8.4994206257242175E-6,0,0,0]
[1468,1.7010428736964076,8.5052143684820383,{"$f":"IF('Calculation Sheet'!$D$59=\"YES\",(Vcc_max-C1495)*ILIM_FINAL_TOL,(Vcc_max-C1495)*($AE$13+IF(C1495>=$AE$8,$AE$7,0)+(IF(C1495>=$AE$6,C1495,0)/$AE$5)+IF(C1495>$AE$10,($AE$9/C1495),0)))","v":1.7474225396599488},1.7719706188898596,2.7774374219120359,0.44786439345065854,5.1804134680066838E-4,1.0418462852125998E-2,5.2942155730417717E-4,2.010311053343103,0.12178745737310726,3.1864029380389347E-2,2.4741678013673329E-3,8.2773615337705664E-5,5.2876107695887242E-5,44.082662634355138,1.1668083254833423,1.16680120824792,1.1789854840665481,0.21250683065860332,0.21250683065860332,0.21250683065860332,0.21250683065860332,null,null,27.702331536367709,null,null,8.5052143684820388E-6,0,0,0]
[1469,1.7022016222479719,8.5110081112398603,{"$f":"IF('Calculation Sheet'!$D$59=\"YES\",(Vcc_max-C1496)*ILIM_FINAL_TOL,(Vcc_max-C1496)*($AE$13+IF(C1496>=$AE$8,$AE$7,0)+(IF(C1496>=$AE$6,C1496,0)/$AE$5)+IF(C1496>$AE$10,($AE$9/C1496),0)))","v":1.7445256392183353},1.7690737190171417,2.7760262693891251,0.44797444269188902,5.1820043973660468E-4,1.042164909325205E-2,5.2854532781565489E-4,2.0074141649443153,0.12182292350429469,3.1873685648380778E-2,2.4749270057049522E-3,8.2799040150183245E-5,5.2892349368782732E-5,44.069451271514026,1.1669560563005563,1.1669489397350734,1.1791320335644522,0.21256611555881033,0.21256611555881033,0.21256611555881033,0.21256611555881033,null,null,27.702952470825569,null,null,8.51100811123986E-6,0,0,0]
[1470,1.7033603707995362,8.5168018539976824,{"$f":"IF('Calculation Sheet'!$D$59=\"YES\",(Vcc_max-C1497)*ILIM_FINAL_TOL,(Vcc_max-C1497)*($AE$13+IF(C1497>=$AE$8,$AE$7,0)+(IF(C1497>=$AE$6,C1497,0)/$AE$5)+IF(C1497>$AE$10,($AE$9/C1497),0)))","v":1.7416287387095866},1.7661768190772889,2.7746130813452137,0.44808423729847147,5.1835926883336825E-4,1.0424830014657882E-2,5.2766909830692654E-4,2.0045172764128223,0.1218583256606709,3.18833255563995E-2,2.4756849493086097E-3,8.2824422810601206E-5,5.290856411521716E-5,44.056231472394082,1.1671030124452719,1.1670958965555409,1.1792777984265621,0.21262528627870636,0.21262528627870636,0.21262528627870636,0.21262528627870636,null,null,27.70357184282561,null,null,8.516801853997683E-6,0,0,0]
[1471,1.7045191193511005,8.5225955967555027,{"$f":"IF('Calculation Sheet'!$D$59=\"YES\",(Vcc_max-C1498)*ILIM_FINAL_TOL,(Vcc_max-C1498)*($AE$13+IF(C1498>=$AE$8,$AE$7,0)+(IF(C1498>=$AE$6,C1498,0)/$AE$5)+IF(C1498>$AE$10,($AE$9/C1498),0)))","v":1.738731838133704},1.763279919070301,2.7731978605689367,0.4481937772919633,5.1851783409118113E-4,1.0428005616353264E-2,5.267928687777701E-4,2.0016203877493464,0.1218936638436301,3.1892949104537216E-2,2.4764416321787497E-3,8.2849763319181591E-5,5.2924751934968484E-5,44.043003245680502,1.1672491941145786,1.1672420789064091,1.1794227788551486,0.21268434282269899,0.21268434282269899,0.21268434282269899,0.21268434282269899,null,null,27.704189652553151,null,null,8.5225955967555026E-6,0,0,0]
[1472,{"$f":"($AE$11/2000)*(A1499)","v":1.7056778679026647},{"$f":"$AE$13*B1499*10^-3/($AE$4*10^-6)","v":8.5283893395133248},{"$f":"IF('Calculation Sheet'!$D$59=\"YES\",(Vcc_max-C1499)*ILIM_FINAL_TOL,(Vcc_max-C1499)*($AE$13+IF(C1499>=$AE$8,$AE$7,0)+(IF(C1499>=$AE$6,C1499,0)/$AE$5)+IF(C1499>$AE$10,($AE$9/C1499),0)))","v":1.7358349374906854},1.7603830189961784,2.7717806098451092,0.44830306269391995,5.1867613550982128E-4,1.0431175898347966E-2,5.2591663922840759E-4,1.9987234989546023,0.1219289380545665,3.1902556292885631E-2,2.4771970543160382E-3,8.2875061675702355E-5,5.2940912828036701E-5,44.029766600046749,1.1673946015055159,1.1673874869847145,1.1795669750524302,0.21274328519519536,0.21274328519519536,0.21274328519519536,0.21274328519519536,null,null,27.704805900193524,null,null,{"$f":"IF(C1499>=$AE$6,C1499,0)/$AE$5","v":8.5283893395133256E-6},{"$f":"IF(C1499>=$AE$8,$AE$7,0)","v":0},{"$f":"IF(C1499>$AE$10,($AE$9/C1499),0)","v":0},{"$f":"(Q1499-AA1499)*IF((Vcc_max-C1499)>$F$4,1,0)","v":0}]
[1473,1.706836616454229,8.5341830822711451,{"$f":"IF('Calculation Sheet'!$D$59=\"YES\",(Vcc_max-C1500)*ILIM_FINAL_TOL,(Vcc_max-C1500)*($AE$13+IF(C1500>=$AE$8,$AE$7,0)+(IF(C1500>=$AE$6,C1500,0)/$AE$5)+IF(C1500>$AE$10,($AE$9/C1500),0)))","v":1.7329380367805327},{"$f":"(D1499+((((EXP(-(B1500-B1499)*10^-3/$F$14)))*(E1499-D1499))))","v":1.7574861188549209},{"$f":"(D1499+((((EXP(-(B1500-B1499)*10^-3/$F$15)))*(F1499-D1499))))","v":2.7703613319547307},{"$f":"(D1499+((((EXP(-(B1500-B1499)*10^-3/$F$16)))*(G1499-D1499))))","v":0.44841209352589528},{"$f":"(D1499+((((EXP(-(B1500-B1499)*10^-3/$F$17)))*(H1499-D1499))))","v":5.1883417308951074E-4},{"$f":"(D1499+((((EXP(-(B1500-B1499)*10^-3/$F$18)))*(I1499-D1499))))","v":1.0434340860651536E-2},{"$f":"(D1499+((((EXP(-(B1500-B1499)*10^-3/$F$19)))*(JX1499-D1499))))","v":5.2504040965883902E-4},{"$f":"(D1499+((((EXP(-(B1500-B1499)*10^-3/$F$20)))*(K1499-D1499))))","v":1.9958266100292967},{"$f":"(D1499+((((EXP(-(B1500-B1499)*10^-3/$F$21)))*(L1499-D1499))))","v":0.12196414829487434},{"$f":"(D1499+((((EXP(-(B1500-B1499)*10^-3/$F$22)))*(M1499-D1499))))","v":3.1912147121536227E-2},2.4779512157206973E-3,8.2900317880385543E-5,5.2957046794421814E-5,44.016521544154529,{"$f":"(D1499+((((EXP(-(B1500-B1499)*10^-3/$B$14)))*(R1499-D1499))))","v":1.1675392348150733},{"$f":"(D1499+((((EXP(-(B1500-B1499)*10^-3/$B$15)))*(S1499-D1499))))","v":1.1675321209874434},{"$f":"(D1499+((((EXP(-(B1500-B1499)*10^-3/$B$16)))*(T1499-D1499))))","v":1.1797103872205732},{"$f":"(D1499+((((EXP(-(B1500-B1499)*10^-3/$B$17)))*(U1499-D1499))))","v":0.21280211340060284},{"$f":"(D1499+((((EXP(-(B1500-B1499)*10^-3/$B$18)))*(V1499-D1499))))","v":0.21280211340060284},0.21280211340060284,0.21280211340060284,null,null,27.705420585932007,null,null,8.5341830822711452E-6,0,0,0]
[1474,1.7079953650057933,8.5399768250289672,{"$f":"IF('Calculation Sheet'!$D$59=\"YES\",(Vcc_max-C1501)*ILIM_FINAL_TOL,(Vcc_max-C1501)*($AE$13+IF(C1501>=$AE$8,$AE$7,0)+(IF(C1501>=$AE$6,C1501,0)/$AE$5)+IF(C1501>$AE$10,($AE$9/C1501),0)))","v":1.7300411360032448},1.7545892186465284,2.7689400296749902,0.44852086980944073,5.1899194683002747E-4,1.0437500503273522E-2,5.2416418006884236E-4,1.9929297209741286,0.12199929456594782,3.1921721590580932E-2,{"$f":"(D1500+((((EXP(-(B1501-B1500)*10^-3/$F$23)))*(N1500-D1500))))","v":2.4787041163936152E-3},{"$f":"(D1500+((((EXP(-(B1501-B1500)*10^-3/$F$24)))*(O1500-D1500))))","v":8.2925531933009111E-5},{"$f":"(D1500+((((EXP(-(B1501-B1500)*10^-3/$F$25)))*(P1500-D1500))))","v":5.2973153834345865E-5},{"$f":"$C$6+(E1501*$G$14)+(F1501*$G$15)+(G1501*$G$16)+(H1501*$G$17)+(I1501*$G$18)+(J1501*$G$19)+(K1501*$G$20)+(L1501*$G$21)+(M1501*$G$22)","v":44.003268086653861},1.1676830942401901,1.1676759811115323,1.179853015561692,0.21286082744332857,0.21286082744332857,{"$f":"(D1500+((((EXP(-(B1501-B1500)*10^-3/$B$19)))*(W1500-D1500))))","v":0.21286082744332857},{"$f":"(D1500+((((EXP(-(B1501-B1500)*10^-3/$B$20)))*(X1500-D1500))))","v":0.21286082744332857},null,null,{"$f":"$C$6+(R1501*$C$14)+(S1501*$C$15)+(T1501*$C$16)+(U1501*$C$17)+(V1501*$C$18)+(W1501*$C$19)+(X1501*$C$20)","v":27.706033709953811},null,null,8.5399768250289665E-6,0,0,0]
[1475,1.7091541135573578,8.5457705677867892,{"$f":"IF('Calculation Sheet'!$D$59=\"YES\",(Vcc_max-C1502)*ILIM_FINAL_TOL,(Vcc_max-C1502)*($AE$13+IF(C1502>=$AE$8,$AE$7,0)+(IF(C1502>=$AE$6,C1502,0)/$AE$5)+IF(C1502>$AE$10,($AE$9/C1502),0)))","v":1.7271442351588215},1.7516923183710005,2.7675167057792724,0.44862939156610682,5.1914945673159352E-4,1.0440654826223694E-2,5.2328795045841758E-4,1.9900328317897884,0.12203437686918095,3.1931279700111448E-2,2.4794557563350139E-3,8.2950703833573058E-5,5.2989233947586811E-5,43.990006236183021,1.1678261799777556,1.1678190675538671,1.1799948602778485,0.21291942732777924,0.21291942732777924,0.21291942732777924,0.21291942732777924,null,null,27.706645272444153,null,null,8.5457705677867895E-6,0,0,0]
[1476,1.7103128621089221,8.5515643105446113,{"$f":"IF('Calculation Sheet'!$D$59=\"YES\",(Vcc_max-C1503)*ILIM_FINAL_TOL,(Vcc_max-C1503)*($AE$13+IF(C1503>=$AE$8,$AE$7,0)+(IF(C1503>=$AE$6,C1503,0)/$AE$5)+IF(C1503>$AE$10,($AE$9/C1503),0)))","v":1.7242473342472635},1.7487954180283383,2.7660913630371629,0.44873765881744121,5.1930670279420887E-4,1.04438038295116E-2,5.2241172082778675E-4,1.987135942476961,0.12206939520596793,3.1940821450219481E-2,2.4802061355455596E-3,8.297583358229943E-5,5.3005287134144652E-5,43.976736001368664,1.167968492224609,1.1679613805112843,1.180135921571053,0.21297791305836156,0.21297791305836156,0.21297791305836156,0.21297791305836156,null,null,27.707255273588167,null,null,8.5515643105446108E-6,0,0,0]
[1477,1.7114716106604864,8.5573580533024334,{"$f":"IF('Calculation Sheet'!$D$59=\"YES\",(Vcc_max-C1504)*ILIM_FINAL_TOL,(Vcc_max-C1504)*($AE$13+IF(C1504>=$AE$8,$AE$7,0)+(IF(C1504>=$AE$6,C1504,0)/$AE$5)+IF(C1504>$AE$10,($AE$9/C1504),0)))","v":1.7213504332685705},1.7458985176185411,2.7646640042144517,0.44884567158499045,5.1946368501787354E-4,1.0446947513146787E-2,5.2153549117694986E-4,1.9842390530363219,0.12210434957770278,3.1950346840996513E-2,2.4809552540256963E-3,8.300092117896618E-5,5.3021313394019387E-5,43.963457390825695,1.168110031177539,1.1681029201805697,1.1802761996432634,0.21303628463948199,0.21303628463948199,0.21303628463948199,0.21303628463948199,null,null,27.70786371357099,null,null,8.5573580533024337E-6,0,0,0]
[1478,1.7126303592120506,8.5631517960602537,{"$f":"IF('Calculation Sheet'!$D$59=\"YES\",(Vcc_max-C1505)*ILIM_FINAL_TOL,(Vcc_max-C1505)*($AE$13+IF(C1505>=$AE$8,$AE$7,0)+(IF(C1505>=$AE$6,C1505,0)/$AE$5)+IF(C1505>$AE$10,($AE$9/C1505),0)))","v":1.7184535322227437},1.7430016171416089,2.7632346320731402,0.44895342989029907,5.1962040340258753E-4,1.0450085877139026E-2,5.2065926150568487E-4,1.9813421634685398,0.12213923998577969,3.1959855872534471E-2,2.4817031117758681E-3,8.3025966623795355E-5,5.3037312727433061E-5,43.95017041315743,1.1682507970332847,1.1682436867584594,1.1804156946963857,0.21309454207554701,0.21309454207554701,0.21309454207554701,0.21309454207554701,null,null,27.708470592577683,null,null,8.5631517960602533E-6,0,0,0]
[1479,1.7137891077636149,8.5689455388180757,{"$f":"IF('Calculation Sheet'!$D$59=\"YES\",(Vcc_max-C1506)*ILIM_FINAL_TOL,(Vcc_max-C1506)*($AE$13+IF(C1506>=$AE$8,$AE$7,0)+(IF(C1506>=$AE$6,C1506,0)/$AE$5)+IF(C1506>$AE$10,($AE$9/C1506),0)))","v":1.7155566311097807},1.7401047165975418,2.7618032493714457,0.44906093375490963,5.1977685794835082E-4,1.0453218921497864E-2,5.1978303181421381E-4,1.9784452737742759,0.12217406643159268,3.1969348544925058E-2,2.4824497087967412E-3,8.305096991656491E-5,5.305328513416363E-5,43.936875076955495,1.1683907899885351,1.168383680441639,1.1805544069322735,0.21315268537096266,0.21315268537096266,0.21315268537096266,0.21315268537096266,null,null,27.709075910793292,null,null,8.5689455388180763E-6,0,0,0]
[1480,1.7149478563151792,8.574739281575896,{"$f":"IF('Calculation Sheet'!$D$59=\"YES\",(Vcc_max-C1507)*ILIM_FINAL_TOL,(Vcc_max-C1507)*($AE$13+IF(C1507>=$AE$8,$AE$7,0)+(IF(C1507>=$AE$6,C1507,0)/$AE$5)+IF(C1507>$AE$10,($AE$9/C1507),0)))","v":1.712659729929684},1.7372078159863398,2.760369858863807,0.44916818320036311,5.1993304865516343E-4,1.045634664623285E-2,5.1890680210231466E-4,1.9755483839541841,0.12220882891653551,3.1978824858259758E-2,2.4831950450887597E-3,8.3075931057496888E-5,5.3069230614211094E-5,43.923571390799935,1.1685300102399288,1.1685229014267444,1.1806923365527289,0.21321071453013496,0.21321071453013496,0.21321071453013496,0.21321071453013496,null,null,27.709679668402821,null,null,8.5747392815758959E-6,0,0,0]
[1481,1.7161066048667435,8.5805330243337181,{"$f":"IF('Calculation Sheet'!$D$59=\"YES\",(Vcc_max-C1508)*ILIM_FINAL_TOL,(Vcc_max-C1508)*($AE$13+IF(C1508>=$AE$8,$AE$7,0)+(IF(C1508>=$AE$6,C1508,0)/$AE$5)+IF(C1508>$AE$10,($AE$9/C1508),0)))","v":1.7097628286824513},1.734310915308003,2.7589344633008888,0.44927517824819851,5.2008897552302535E-4,1.0459469051353754E-2,5.1803057237020944E-4,1.9726514940089113,0.1222435274420024,3.1988284812630496E-2,2.4839391206525896E-3,8.3100850046369246E-5,5.3085149167575452E-5,43.9102593632592,1.1686684579840547,1.1686613499103615,1.1808294837595015,0.21326862955746972,0.21326862955746972,0.21326862955746972,0.21326862955746972,null,null,27.710281865591213,null,null,8.5805330243337189E-6,0,0,0]
[1482,1.7172653534183078,8.5863267670915402,{"$f":"IF('Calculation Sheet'!$D$59=\"YES\",(Vcc_max-C1509)*ILIM_FINAL_TOL,(Vcc_max-C1509)*($AE$13+IF(C1509>=$AE$8,$AE$7,0)+(IF(C1509>=$AE$6,C1509,0)/$AE$5)+IF(C1509>$AE$10,($AE$9/C1509),0)))","v":1.706865927368084},1.7314140145625312,2.7574970654295869,0.44938191891995327,5.2024463855193659E-4,1.0462586136870344E-2,5.1715434261767612E-4,1.969754603939097,0.12227816200938713,3.1997728408128978E-2,2.4846819354886751E-3,8.3125726883181983E-5,5.3101040794256704E-5,43.896939002890086,1.1688061334174518,1.1687990260890262,1.1809658487542893,0.21332643045737276,0.21332643045737276,0.21332643045737276,0.21332643045737276,null,null,27.710882502543409,null,null,8.5863267670915402E-6,0,0,0]
[1483,1.7184241019698723,8.5921205098493623,{"$f":"IF('Calculation Sheet'!$D$59=\"YES\",(Vcc_max-C1510)*ILIM_FINAL_TOL,(Vcc_max-C1510)*($AE$13+IF(C1510>=$AE$8,$AE$7,0)+(IF(C1510>=$AE$6,C1510,0)/$AE$5)+IF(C1510>$AE$10,($AE$9/C1510),0)))","v":1.7039690259865814},1.728517113749924,2.7560576679930344,0.4494884052371626,5.2040003774211918E-4,1.046569790279217E-2,5.1627811284493674E-4,1.9668577137453731,0.12231273262008346,3.2007155644846685E-2,2.4854234895974603E-3,8.3150561568157144E-5,5.3116905494476896E-5,43.883610318237899,1.1689430367366085,1.1689359301592241,1.1811014317387381,0.21338411723424944,0.21338411723424944,0.21338411723424944,0.21338411723424944,null,null,27.711481579444282,null,null,8.5921205098493615E-6,0,0,0]
[1484,1.7195828505214366,8.5979142526071843,{"$f":"IF('Calculation Sheet'!$D$59=\"YES\",(Vcc_max-C1511)*ILIM_FINAL_TOL,(Vcc_max-C1511)*($AE$13+IF(C1511>=$AE$8,$AE$7,0)+(IF(C1511>=$AE$6,C1511,0)/$AE$5)+IF(C1511>$AE$10,($AE$9/C1511),0)))","v":1.7010721245379439},1.7256202128701823,2.754616273730607,0.44959463722135995,5.2055517309335109E-4,1.046880434912878E-2,5.1540188305176926E-4,1.9639608234283668,0.12234723927548541,3.2016566522875545E-2,2.4861637829793892E-3,8.3175354101072685E-5,5.3132743268013982E-5,43.870273317836315,1.1690791681379638,1.1690720623173911,1.1812362329144415,0.21344168989250489,0.21344168989250489,0.21344168989250489,0.21344168989250489,null,null,27.712079096478671,null,null,8.5979142526071845E-6,0,0,0]
[1485,1.7207415990730008,8.6037079953650046,{"$f":"IF('Calculation Sheet'!$D$59=\"YES\",(Vcc_max-C1512)*ILIM_FINAL_TOL,(Vcc_max-C1512)*($AE$13+IF(C1512>=$AE$8,$AE$7,0)+(IF(C1512>=$AE$6,C1512,0)/$AE$5)+IF(C1512>$AE$10,($AE$9/C1512),0)))","v":1.6981752230221725},1.7227233119233056,2.7531728853779258,0.44970061489407742,5.2071004460585435E-4,1.047190547588972E-2,5.1452565323839572E-4,1.9610639329886959,0.12238168197698696,3.202596104230726E-2,2.4869028156351281E-3,8.320010448215065E-5,5.3148554114867963E-5,43.856928010207525,1.1692145278179065,1.169207422759913,1.1813702524829415,0.21349914843654449,0.21349914843654449,0.21349914843654449,0.21349914843654449,null,null,27.71267505383139,null,null,8.6037079953650041E-6,0,0,0]
[1486,1.7219003476245651,8.6095017381228267,{"$f":"IF('Calculation Sheet'!$D$59=\"YES\",(Vcc_max-C1513)*ILIM_FINAL_TOL,(Vcc_max-C1513)*($AE$13+IF(C1513>=$AE$8,$AE$7,0)+(IF(C1513>=$AE$6,C1513,0)/$AE$5)+IF(C1513>$AE$10,($AE$9/C1513),0)))","v":1.6952783214392653},1.7198264109092942,2.7517275056668646,0.44980633827684469,5.2086465227940693E-4,1.0475001283084762E-2,5.1364942340481612E-4,1.9581670424269724,0.12241606072598166,3.2035339203233315E-2,2.4876405875651209E-3,8.3224812711168994E-5,5.3164338035038838E-5,43.843574403862128,1.1693491159727754,1.1693420116831257,1.1815034906457278,0.21355649287077316,0.21355649287077316,0.21355649287077316,0.21355649287077316,null,null,27.713269451687214,null,null,8.609501738122827E-6,0,0,0]
[1487,1.7230590961761294,8.6152954808806488,{"$f":"IF('Calculation Sheet'!$D$59=\"YES\",(Vcc_max-C1514)*ILIM_FINAL_TOL,(Vcc_max-C1514)*($AE$13+IF(C1514>=$AE$8,$AE$7,0)+(IF(C1514>=$AE$6,C1514,0)/$AE$5)+IF(C1514>$AE$10,($AE$9/C1514),0)))","v":1.6923814197892233},1.7169295098281478,2.7502801373255545,0.44991180739118986,5.2101899611423086E-4,1.0478091770723452E-2,5.1277319355080841E-4,1.9552701517438014,0.12245037552386351,3.2044701005745635E-2,2.4883770987700338E-3,8.3249478788349762E-5,5.3180095028748653E-5,43.830212507299294,1.1694829327988592,1.1694758292833152,1.1816359476042382,0.21361372319959582,0.21361372319959582,0.21361372319959582,0.21361372319959582,null,null,27.713862290230853,null,null,8.6152954808806483E-6,0,0,0]
[1488,1.7242178447276937,8.6210892236384691,{"$f":"IF('Calculation Sheet'!$D$59=\"YES\",(Vcc_max-C1515)*ILIM_FINAL_TOL,(Vcc_max-C1515)*($AE$13+IF(C1515>=$AE$8,$AE$7,0)+(IF(C1515>=$AE$6,C1515,0)/$AE$5)+IF(C1515>$AE$10,($AE$9/C1515),0)))","v":1.689484518072047},1.7140326086798665,2.7488307830783896,0.45001702225863927,5.2117307611032615E-4,1.0481176938815562E-2,5.1189696367637261E-4,1.9523732609397815,0.12248462637202606,3.2054046449935703E-2,2.4891123492503109E-3,8.327410271347091E-5,5.3195825095775362E-5,43.816842329006654,1.169615978492397,1.1696088757567171,1.1817676235598591,0.21367083942741694,0.21367083942741694,0.21367083942741694,0.21367083942741694,null,null,27.714453569647006,null,null,8.6210892236384696E-6,0,0,0]
[1489,1.725376593279258,8.6268829663962912,{"$f":"IF('Calculation Sheet'!$D$59=\"YES\",(Vcc_max-C1516)*ILIM_FINAL_TOL,(Vcc_max-C1516)*($AE$13+IF(C1516>=$AE$8,$AE$7,0)+(IF(C1516>=$AE$6,C1516,0)/$AE$5)+IF(C1516>$AE$10,($AE$9/C1516),0)))","v":1.6865876162877353},1.7111357074644504,2.7473794456460303,0.45012198290071748,5.213268922676928E-4,1.0484256787370638E-2,5.1102073378195279E-4,1.9494763700155044,0.12251881327186309,3.2063375535895444E-2,2.4898463390063963E-3,8.3298684486532437E-5,5.3211528236118966E-5,43.803463877460352,1.1697482532495778,1.1697411512995177,1.1818985187139242,0.21372784155864122,0.21372784155864122,0.21372784155864122,0.21372784155864122,null,null,27.71504329012032,null,null,8.6268829663962909E-6,0,0,0]
[1490,1.7265353418308225,8.6326767091541132,{"$f":"IF('Calculation Sheet'!$D$59=\"YES\",(Vcc_max-C1517)*ILIM_FINAL_TOL,(Vcc_max-C1517)*($AE$13+IF(C1517>=$AE$8,$AE$7,0)+(IF(C1517>=$AE$6,C1517,0)/$AE$5)+IF(C1517>$AE$10,($AE$9/C1517),0)))","v":1.6836907144362885},1.7082388061818989,2.7459261277454097,0.45022668933894705,5.214804445863308E-4,1.0487331316398452E-2,5.1014450386688281E-4,1.9465794789715551,0.12255293622476815,3.2072688263716342E-2,2.4905790680387341E-3,8.3323224107756388E-5,5.3227204449779464E-5,43.790077161125097,1.1698797572665407,1.1698726561078532,1.1820286332677157,0.2137847295976727,0.2137847295976727,0.2137847295976727,0.2137847295976727,null,null,27.715631451835399,null,null,8.6326767091541139E-6,0,0,0]
[1491,1.7276940903823867,8.6384704519119353,{"$f":"IF('Calculation Sheet'!$D$59=\"YES\",(Vcc_max-C1518)*ILIM_FINAL_TOL,(Vcc_max-C1518)*($AE$13+IF(C1518>=$AE$8,$AE$7,0)+(IF(C1518>=$AE$6,C1518,0)/$AE$5)+IF(C1518>$AE$10,($AE$9/C1518),0)))","v":1.6807938125177069},1.7053419048322129,2.7444708320897404,0.45033114159484877,5.2163373306624017E-4,1.049040052590855E-2,5.0926827393182883E-4,1.9436825878085138,0.12258699523213523,3.2081984633490324E-2,2.4913105363479904E-3,8.3347721576920719E-5,5.3242853736756857E-5,43.77668218845411,1.1700104907393749,1.1700033903778095,1.182157967422464,0.21384150354891562,0.21384150354891562,0.21384150354891562,0.21384150354891562,null,null,27.716218054976832,null,null,8.6384704519119352E-6,0,0,0]
[1492,1.728852838933951,8.6442641946697556,{"$f":"IF('Calculation Sheet'!$D$59=\"YES\",(Vcc_max-C1519)*ILIM_FINAL_TOL,(Vcc_max-C1519)*($AE$13+IF(C1519>=$AE$8,$AE$7,0)+(IF(C1519>=$AE$6,C1519,0)/$AE$5)+IF(C1519>$AE$10,($AE$9/C1519),0)))","v":1.677896910531991},1.702445003415392,2.743013561388516,0.45043533968994165,5.2178675770742089E-4,1.0493464415910481E-2,5.083920439761247E-4,1.9407856965269521,0.12262099029535767,3.209126464530887E-2,2.4920407439346093E-3,8.3372176894247474E-5,5.3258476097273189E-5,43.763278967889249,1.1701404538641196,1.1701333543054231,1.1822865213793474,0.21389816341677381,0.21389816341677381,0.21389816341677381,0.21389816341677381,null,null,27.71680309972913,null,null,8.6442641946697548E-6,0,0,0]
[1493,1.7300115874855153,8.6500579374275777,{"$f":"IF('Calculation Sheet'!$D$59=\"YES\",(Vcc_max-C1520)*ILIM_FINAL_TOL,(Vcc_max-C1520)*($AE$13+IF(C1520>=$AE$8,$AE$7,0)+(IF(C1520>=$AE$6,C1520,0)/$AE$5)+IF(C1520>$AE$10,($AE$9/C1520),0)))","v":1.6750000084791392},1.6995481019314362,2.7415543183475184,0.45053928364574292,5.2193951850987297E-4,1.0496522986413792E-2,5.0751581400043655E-4,1.9378888051274366,0.12265492141582923,3.2100528299263908E-2,2.4927696907992569E-3,8.3396590059514608E-5,5.3274071531106415E-5,43.749867507860912,1.1702696468367644,1.1702625480866802,1.1824142953394925,0.21395470920565129,0.21395470920565129,0.21395470920565129,0.21395470920565129,null,null,27.717386586276813,null,null,8.6500579374275778E-6,0,0,0]
[1494,1.7311703360370796,8.6558516801853997,{"$f":"IF('Calculation Sheet'!$D$59=\"YES\",(Vcc_max-C1521)*ILIM_FINAL_TOL,(Vcc_max-C1521)*($AE$13+IF(C1521>=$AE$8,$AE$7,0)+(IF(C1521>=$AE$6,C1521,0)/$AE$5)+IF(C1521>$AE$10,($AE$9/C1521),0)))","v":1.6721031063591529},1.6966512003803456,2.7400931056688229,0.45064297348376781,5.220920154735964E-4,1.0499576237428254E-2,5.066395840043203E-4,1.9349919136105269,0.12268878859494325,3.2109775595446921E-2,2.4934973769423774E-3,8.3420961072722122E-5,5.3289640038256536E-5,43.736447816788079,1.1703980698532486,1.1703909719175176,1.182541289503974,0.21401114091995144,0.21401114091995144,0.21401114091995144,0.21401114091995144,null,null,27.717968514804316,null,null,8.655851680185399E-6,0,0,0]
[1495,1.7323290845886439,8.66164542294322,{"$f":"IF('Calculation Sheet'!$D$59=\"YES\",(Vcc_max-C1522)*ILIM_FINAL_TOL,(Vcc_max-C1522)*($AE$13+IF(C1522>=$AE$8,$AE$7,0)+(IF(C1522>=$AE$6,C1522,0)/$AE$5)+IF(C1522>$AE$10,($AE$9/C1522),0)))","v":1.6692062041720324},1.6937542987621199,2.7386299260508022,0.45074640922553,5.2224424859881324E-4,1.0502624168963637E-2,5.0576335398777594E-4,1.9320950219767772,0.12272259183409351,3.2119006533949612E-2,2.4942238023644148E-3,8.344528993409206E-5,5.3305181618723552E-5,43.723019903078402,1.1705257231094619,1.1705186259938221,1.1826675040738146,0.21406745856407783,0.21406745856407783,0.21406745856407783,0.21406745856407783,null,null,27.718548885496059,null,null,8.6616454229432203E-6,0,0,0]
[1496,1.7334878331402082,8.6674391657010421,{"$f":"IF('Calculation Sheet'!$D$59=\"YES\",(Vcc_max-C1523)*ILIM_FINAL_TOL,(Vcc_max-C1523)*($AE$13+IF(C1523>=$AE$8,$AE$7,0)+(IF(C1523>=$AE$6,C1523,0)/$AE$5)+IF(C1523>$AE$10,($AE$9/C1523),0)))","v":1.6663093019177764},1.6908573970767593,2.7371647821881329,0.45084959089254095,5.2239621788530144E-4,1.0505666781029488E-2,5.0488712395102553E-4,1.9291981302267351,0.12275633113467332,3.2128221114863686E-2,2.4949489670658132E-3,8.3469576643402377E-5,5.3320696272507462E-5,43.709583775128124,1.1706526068012444,1.1706455105114304,1.1827929392499854,0.21412366214243383,0.21412366214243383,0.21412366214243383,0.21412366214243383,null,null,27.719127698536436,null,null,8.6674391657010416E-6,0,0,0]
[1497,1.7346465816917724,8.6732329084588624,{"$f":"IF('Calculation Sheet'!$D$59=\"YES\",(Vcc_max-C1524)*ILIM_FINAL_TOL,(Vcc_max-C1524)*($AE$13+IF(C1524>=$AE$8,$AE$7,0)+(IF(C1524>=$AE$6,C1524,0)/$AE$5)+IF(C1524>$AE$10,($AE$9/C1524),0)))","v":1.6634123995963859},1.687960495324264,2.7356976767717995,0.4509525185063108,5.2254792333328304E-4,1.0508704073635355E-2,5.0401089389406906E-4,1.9263012383609424,0.12279000649807625,3.2137419338280848E-2,2.4956728710472387E-3,8.3493821200875118E-5,5.3336183999830311E-5,43.696139441322153,1.1707787211243859,1.1707716256661296,1.1829175952334055,0.21417975165942238,0.21417975165942238,0.21417975165942238,0.21417975165942238,null,null,27.719704954109769,null,null,8.6732329084588629E-6,0,0,0]
[1498,1.7358053302433369,8.6790266512166863,{"$f":"IF('Calculation Sheet'!$D$59=\"YES\",(Vcc_max-C1525)*ILIM_FINAL_TOL,(Vcc_max-C1525)*($AE$13+IF(C1525>=$AE$8,$AE$7,0)+(IF(C1525>=$AE$6,C1525,0)/$AE$5)+IF(C1525>$AE$10,($AE$9/C1525),0)))","v":1.6605154972078591},1.6850635935046332,2.7342286124890993,0.45105519208834766,5.2269936494253599E-4,1.0511736046791009E-2,5.0313466381668448E-4,1.923404346379934,0.12282361792569563,3.2146601204293024E-2,2.4963955143093575E-3,8.3518023606288239E-5,5.3351644800470055E-5,43.682686910034072,1.1709040662746264,1.1708969716536568,1.1830414722249423,0.21423572711944661,0.21423572711944661,0.21423572711944661,0.21423572711944661,null,null,27.720280652400369,null,null,8.6790266512166859E-6,0,0,0]
[1499,1.7369640787949012,8.6848203939745066,{"$f":"IF('Calculation Sheet'!$D$59=\"YES\",(Vcc_max-C1526)*ILIM_FINAL_TOL,(Vcc_max-C1526)*($AE$13+IF(C1526>=$AE$8,$AE$7,0)+(IF(C1526>=$AE$6,C1526,0)/$AE$5)+IF(C1526>$AE$10,($AE$9/C1526),0)))","v":1.6576185947521989},1.6821666916178679,2.7327575920236491,0.45115761166015744,5.2285054271328235E-4,1.0514762700505997E-2,5.022584337188718E-4,1.9205074542842411,0.122857165418925,3.2155766712991696E-2,2.4971168968523916E-3,8.3542183859641739E-5,5.3367078674426693E-5,43.669226189626102,1.1710286424476566,1.1710215486696995,1.1831645704254115,0.21429158852690899,0.21429158852690899,0.21429158852690899,0.21429158852690899,null,null,27.720854793592501,null,null,8.6848203939745072E-6,0,0,0]
[1500,1.7381228273464655,8.6906141367323286,{"$f":"IF('Calculation Sheet'!$D$59=\"YES\",(Vcc_max-C1527)*ILIM_FINAL_TOL,(Vcc_max-C1527)*($AE$13+IF(C1527>=$AE$8,$AE$7,0)+(IF(C1527>=$AE$6,C1527,0)/$AE$5)+IF(C1527>$AE$10,($AE$9/C1527),0)))","v":1.654721692229403},1.6792697896639679,2.7312846180553878,0.45125977724324473,5.2300145664552211E-4,1.0517784034789868E-2,5.013822036010751E-4,1.9176105620743868,0.12289064897915769,3.2164915864468568E-2,2.4978370186770071E-3,8.3566301961157663E-5,5.3382485621700226E-5,43.655757288449195,1.171152449839117,1.1711453569098955,1.1832868900355766,0.21434733588621246,0.21434733588621246,0.21434733588621246,0.21434733588621246,null,null,27.721427377870377,null,null,8.6906141367323285E-6,0,0,0]
[1501,1.7392815758980298,8.6964078794901507,{"$f":"IF('Calculation Sheet'!$D$59=\"YES\",(Vcc_max-C1528)*ILIM_FINAL_TOL,(Vcc_max-C1528)*($AE$13+IF(C1528>=$AE$8,$AE$7,0)+(IF(C1528>=$AE$6,C1528,0)/$AE$5)+IF(C1528>$AE$10,($AE$9/C1528),0)))","v":1.651824789639472},1.6763728876429329,2.7298096932605831,0.45136168885911232,5.2315210673925527E-4,1.052080004965239E-2,5.0050597346262826E-4,1.9147136697508897,0.12292406860778704,3.2174048658815346E-2,2.4985558797836482E-3,8.3590377910613967E-5,5.3397865642290654E-5,43.642280214843019,1.1712754886445986,1.1712683965698325,1.1834084312561501,0.21440296920175927,0.21440296920175927,0.21440296920175927,0.21440296920175927,null,null,27.721998405418191,null,null,8.6964078794901515E-6,0,0,0]
[1502,1.7404403244495941,8.702201622247971,{"$f":"IF('Calculation Sheet'!$D$59=\"YES\",(Vcc_max-C1529)*ILIM_FINAL_TOL,(Vcc_max-C1529)*($AE$13+IF(C1529>=$AE$8,$AE$7,0)+(IF(C1529>=$AE$6,C1529,0)/$AE$5)+IF(C1529>$AE$10,($AE$9/C1529),0)))","v":1.6489278869824073},1.673475985554763,2.7283328203118362,0.45146334652926079,5.2330249299425979E-4,1.0523810745103113E-2,4.996297433041974E-4,1.911816777314262,0.12295742430620638,3.2183165096123512E-2,2.499273480172981E-3,8.3614411708232694E-5,5.3413218736420021E-5,43.628794977135925,1.1713977590596423,1.1713906678450485,1.1835291942877921,0.21445848847795168,0.21445848847795168,0.21445848847795168,0.21445848847795168,null,null,27.722567876420086,null,null,8.7022016222479711E-6,0,0,0]
[1503,1.7415990730011583,8.7079953650057931,{"$f":"IF('Calculation Sheet'!$D$59=\"YES\",(Vcc_max-C1530)*ILIM_FINAL_TOL,(Vcc_max-C1530)*($AE$13+IF(C1530>=$AE$8,$AE$7,0)+(IF(C1530>=$AE$6,C1530,0)/$AE$5)+IF(C1530>$AE$10,($AE$9/C1530),0)))","v":1.6460309842582066},1.670579083399458,2.7268540018780874,0.45156475027518916,5.2345261541075772E-4,1.0526816121151583E-2,4.987535131251164E-4,1.9089198847650106,0.12299071607580903,3.2192265176484991E-2,2.4999898198454495E-3,8.3638403353791801E-5,5.3428544903866282E-5,43.615301583645063,1.1715192612797392,1.1715121709310319,1.1836491793311112,0.21451389371919172,0.21451389371919172,0.21451389371919172,0.21451389371919172,null,null,27.723135791060169,null,null,8.7079953650057923E-6,0,0,0]
[1504,1.7427578215527226,8.7137891077636151,{"$f":"IF('Calculation Sheet'!$D$59=\"YES\",(Vcc_max-C1531)*ILIM_FINAL_TOL,(Vcc_max-C1531)*($AE$13+IF(C1531>=$AE$8,$AE$7,0)+(IF(C1531>=$AE$6,C1531,0)/$AE$5)+IF(C1531>$AE$10,($AE$9/C1531),0)))","v":1.6431340814668709},1.6676821811770182,2.7253732406246192,0.45166590011839447,5.2360247398897108E-4,1.0529816177807572E-2,4.9787728292605138E-4,1.9060229921036369,0.1230239439179881,3.2201348899991489E-2,2.5007048988014979E-3,8.3662352847291288E-5,5.3443844144629438E-5,43.601800042676317,1.1716399955003312,1.1716329060232213,1.1837683865866646,0.21456918492988142,0.21456918492988142,0.21456918492988142,0.21456918492988142,null,null,27.723702149522509,null,null,8.7137891077636153E-6,0,0,0]
[1505,1.7439165701042869,8.7195828505214354,{"$f":"IF('Calculation Sheet'!$D$59=\"YES\",(Vcc_max-C1532)*ILIM_FINAL_TOL,(Vcc_max-C1532)*($AE$13+IF(C1532>=$AE$8,$AE$7,0)+(IF(C1532>=$AE$6,C1532,0)/$AE$5)+IF(C1532>$AE$10,($AE$9/C1532),0)))","v":1.6402371786084016},1.6647852788874433,2.7238905392130639,0.45176679608037196,5.2375206872867786E-4,1.0532810915080848E-2,4.9700105270655826E-4,1.9031260993306365,0.12305710783413693,3.2210416266734709E-2,2.5014187170417923E-3,8.3686260188953199E-5,5.3459116458709488E-5,43.588290362524305,1.17175996191681,1.1717528733170057,1.1838868162549572,0.21462436211442237,0.21462436211442237,0.21462436211442237,0.21462436211442237,null,null,27.724266951991137,null,null,8.7195828505214349E-6,0,0,0]
[1506,1.7450753186558514,8.7253765932792575,{"$f":"IF('Calculation Sheet'!$D$59=\"YES\",(Vcc_max-C1533)*ILIM_FINAL_TOL,(Vcc_max-C1533)*($AE$13+IF(C1533>=$AE$8,$AE$7,0)+(IF(C1533>=$AE$6,C1533,0)/$AE$5)+IF(C1533>$AE$10,($AE$9/C1533),0)))","v":1.6373402756827959},1.6618883765307333,2.7224059003014061,0.45186743818261554,5.2390139962987803E-4,1.0535800332980738E-2,4.9612482246663703E-4,1.9002292064464992,0.12309020782564861,3.2219467276806135E-2,2.5021312745667768E-3,8.3710125378555489E-5,5.3474361846106433E-5,43.574772551472492,1.1718791607245176,1.1718720730077241,1.1840044685364424,0.21467942527721617,0.21467942527721617,0.21467942527721617,0.21467942527721617,null,null,27.724830198650036,null,null,8.7253765932792579E-6,0,0,0]
[1507,1.7462340672074157,8.7311703360370796,{"$f":"IF('Calculation Sheet'!$D$59=\"YES\",(Vcc_max-C1534)*ILIM_FINAL_TOL,(Vcc_max-C1534)*($AE$13+IF(C1534>=$AE$8,$AE$7,0)+(IF(C1534>=$AE$6,C1534,0)/$AE$5)+IF(C1534>$AE$10,($AE$9/C1534),0)))","v":1.6344433726900558},1.6589914741068887,2.7209193265439895,0.45196782644661648,5.240504666925716E-4,1.0538784431517234E-2,4.9524859220650974E-4,1.8973323134517108,0.12312324389391649,3.2228501930297693E-2,2.5028425713768954E-3,8.3733948416320203E-5,5.3489580307042317E-5,43.561246617793117,1.1719975921187467,1.1719905052906661,1.1841213436315221,0.21473437442266441,0.21473437442266441,0.21473437442266441,0.21473437442266441,null,null,27.725391889683177,null,null,8.7311703360370792E-6,0,0,0]
[1508,1.74739281575898,8.7369640787949017,{"$f":"IF('Calculation Sheet'!$D$59=\"YES\",(Vcc_max-C1535)*ILIM_FINAL_TOL,(Vcc_max-C1535)*($AE$13+IF(C1535>=$AE$8,$AE$7,0)+(IF(C1535>=$AE$6,C1535,0)/$AE$5)+IF(C1535>$AE$10,($AE$9/C1535),0)))","v":1.6315464696301805},1.6560945716159092,2.7194308205915219,0.4520679608938647,5.2419926991698063E-4,1.0541763210699662E-2,4.943723619261764E-4,1.8944354203467504,0.12315621604033367,3.2237520227300864E-2,2.5035526074728143E-3,8.3757729302025297E-5,5.3504771841295096E-5,43.547712569747262,1.1721152562947397,1.1721081703610712,1.1842374417405463,0.21478920955516823,0.21478920955516823,0.21478920955516823,0.21478920955516823,null,null,27.725952025274463,null,null,8.7369640787949022E-6,0,0,0]
[1509,1.7485515643105443,8.742757821552722,{"$f":"IF('Calculation Sheet'!$D$59=\"YES\",(Vcc_max-C1536)*ILIM_FINAL_TOL,(Vcc_max-C1536)*($AE$13+IF(C1536>=$AE$8,$AE$7,0)+(IF(C1536>=$AE$6,C1536,0)/$AE$5)+IF(C1536>$AE$10,($AE$9/C1536),0)))","v":1.6286495665031715},1.6531976690577947,2.7179403850910777,0.45216784154584833,5.2434780930288305E-4,1.0544736670537791E-2,4.9349613162541495E-4,1.8915385271320924,0.12318912426629325,3.2246522167907576E-2,2.5042613828547555E-3,8.378146803567077E-5,5.3519936448864769E-5,43.534170415584789,1.1722321534476898,1.1722250684141298,1.1843527630638135,0.21484393067912877,0.21484393067912877,0.21484393067912877,0.21484393067912877,null,null,27.726510605607775,null,null,8.7427578215527218E-6,0,0,0]
[1510,1.7497103128621085,8.748551564310544,{"$f":"IF('Calculation Sheet'!$D$59=\"YES\",(Vcc_max-C1537)*ILIM_FINAL_TOL,(Vcc_max-C1537)*($AE$13+IF(C1537>=$AE$8,$AE$7,0)+(IF(C1537>=$AE$6,C1537,0)/$AE$5)+IF(C1537>$AE$10,($AE$9/C1537),0)))","v":1.6257526633090262},1.6503007664325455,2.716448022686107,0.45226746842405352,5.2449608485050092E-4,1.054770481104117E-2,4.9261990130444744E-4,1.8886416338082055,0.12322196857318812,3.2255507752209311E-2,2.5049688975236073E-3,8.3805164617478667E-5,5.3535074129751337E-5,43.520620163544486,1.1723482837727406,1.1723411996449822,1.1844673078015708,0.21489853779894674,0.21489853779894674,0.21489853779894674,0.21489853779894674,null,null,27.727067630866934,null,null,8.7485515643105448E-6,0,0,0]
[1511,1.7508690614136728,8.7543453070683661,{"$f":"IF('Calculation Sheet'!$D$59=\"YES\",(Vcc_max-C1538)*ILIM_FINAL_TOL,(Vcc_max-C1538)*($AE$13+IF(C1538>=$AE$8,$AE$7,0)+(IF(C1538>=$AE$6,C1538,0)/$AE$5)+IF(C1538>$AE$10,($AE$9/C1538),0)))","v":1.6228557600477465},1.6474038637401613,2.7149537360164362,0.45236684154996487,5.2464409655961219E-4,1.0550667632219568E-2,4.9174367096305183E-4,1.8857447403755538,0.12325474896241162,3.2264476980297774E-2,2.5056751514795916E-3,8.3828819047226943E-5,5.3550184883954799E-5,43.507061821853938,1.1724636474649854,1.1724565642487192,1.1845810761540132,0.21495303091902307,0.21495303091902307,0.21495303091902307,0.21495303091902307,null,null,27.727623101235757,null,null,8.754345307068366E-6,0,0,0]
[1512,1.7520278099652371,8.7601390498261864,{"$f":"IF('Calculation Sheet'!$D$59=\"YES\",(Vcc_max-C1539)*ILIM_FINAL_TOL,(Vcc_max-C1539)*($AE$13+IF(C1539>=$AE$8,$AE$7,0)+(IF(C1539>=$AE$6,C1539,0)/$AE$5)+IF(C1539>$AE$10,($AE$9/C1539),0)))","v":1.6199588567193324},1.6445069609806422,2.7134575277182762,0.45246596094506475,5.2479184443043891E-4,1.0553625134082534E-2,4.9086744060145016E-4,1.8828478468345962,0.1232874654353564,3.2273429852264668E-2,2.5063801447233747E-3,8.3852431324915599E-5,5.3565268711475156E-5,43.493495398729657,1.1725782447194688,1.1725711624203818,1.1846940683212843,0.21500741004375801,0.21500741004375801,0.21500741004375801,0.21500741004375801,null,null,27.728177016897998,null,null,8.7601390498261856E-6,0,0,0]
[1513,1.7531865585168016,8.7659327925840085,{"$f":"IF('Calculation Sheet'!$D$59=\"YES\",(Vcc_max-C1540)*ILIM_FINAL_TOL,(Vcc_max-C1540)*($AE$13+IF(C1540>=$AE$8,$AE$7,0)+(IF(C1540>=$AE$6,C1540,0)/$AE$5)+IF(C1540>$AE$10,($AE$9/C1540),0)))","v":1.6170619533237824},1.6416100581539876,2.7119594004242256,0.45256482663083397,5.2493932846298108E-4,1.0556577316639615E-2,4.8999121021942038E-4,1.8799509531857854,0.1233201179934158,3.2282366368201698E-2,2.5070838772556225E-3,8.387600145076668E-5,5.3580325612534452E-5,43.479920902377025,1.1726920757311849,1.1726849943549618,1.1848062845034761,0.21506167517755226,0.21506167517755226,0.21506167517755226,0.21506167517755226,null,null,27.728729378037379,null,null,8.7659327925840086E-6,0,0,0]
[1514,1.7543453070683659,8.7717265353418306,{"$f":"IF('Calculation Sheet'!$D$59=\"YES\",(Vcc_max-C1541)*ILIM_FINAL_TOL,(Vcc_max-C1541)*($AE$13+IF(C1541>=$AE$8,$AE$7,0)+(IF(C1541>=$AE$6,C1541,0)/$AE$5)+IF(C1541>$AE$10,($AE$9/C1541),0)))","v":1.614165049861098},1.6387131552601988,2.7104593567632778,0.45266343862875136,5.2508654865723869E-4,1.0559524179900581E-2,4.8911497981718455E-4,1.8770540594295713,0.12335270663798248,3.2291286528200569E-2,2.5077863490765573E-3,8.3899529424558139E-5,5.3595355586910642E-5,43.46633834099034,1.1728051406950786,1.1727980602474009,1.1849177249006291,0.21511582632480586,0.21511582632480586,0.21511582632480586,0.21511582632480586,null,null,27.729280184837577,null,null,8.7717265353418299E-6,0,0,0]
[1515,1.7555040556199302,8.7775202780996526,{"$f":"IF('Calculation Sheet'!$D$59=\"YES\",(Vcc_max-C1542)*ILIM_FINAL_TOL,(Vcc_max-C1542)*($AE$13+IF(C1542>=$AE$8,$AE$7,0)+(IF(C1542>=$AE$6,C1542,0)/$AE$5)+IF(C1542>$AE$10,($AE$9/C1542),0)))","v":1.6112681463312784},1.635816252299275,2.7089573993608225,0.45276179696029417,5.2523350501321175E-4,1.0562465723874981E-2,4.8823874939452061E-4,1.8741571655663973,0.12338523137044954,3.2300190332352985E-2,2.508487560186845E-3,8.3923015246512023E-5,5.3610358634603728E-5,43.452747722752846,1.1729174398060451,1.1729103602925912,1.1850283897127321,0.21516986348991907,0.21516986348991907,0.21516986348991907,0.21516986348991907,null,null,27.729829437482238,null,null,8.7775202780996529E-6,0,0,0]
[1516,1.7566628041714945,8.7833140208574729,{"$f":"IF('Calculation Sheet'!$D$59=\"YES\",(Vcc_max-C1543)*ILIM_FINAL_TOL,(Vcc_max-C1543)*($AE$13+IF(C1543>=$AE$8,$AE$7,0)+(IF(C1543>=$AE$6,C1543,0)/$AE$5)+IF(C1543>$AE$10,($AE$9/C1543),0)))","v":1.6083712427343249},1.6329193492712162,2.7074535308386531,0.45285990164693768,5.2538019753090026E-4,1.0565401948572584E-2,4.8736251895165061E-4,1.8712602715967022,0.12341769219220988,3.230907778075065E-2,2.5091875105871519E-3,8.3946458916406286E-5,5.3625334755613707E-5,43.439149055836694,1.1730289732589303,1.1730218946853759,1.1851382791397223,0.21522378667729147,0.21522378667729147,0.21522378667729147,0.21522378667729147,null,null,27.730377136154971,null,null,8.7833140208574725E-6,0,0,0]
[1517,1.7578215527230587,8.789107763615295,{"$f":"IF('Calculation Sheet'!$D$59=\"YES\",(Vcc_max-C1544)*ILIM_FINAL_TOL,(Vcc_max-C1544)*($AE$13+IF(C1544>=$AE$8,$AE$7,0)+(IF(C1544>=$AE$6,C1544,0)/$AE$5)+IF(C1544>$AE$10,($AE$9/C1544),0)))","v":1.6054743390702353},1.6300224461760227,2.7059477538149723,0.45295775271015537,5.2552662621030422E-4,1.0568332854002938E-2,4.8648628848857456E-4,1.8683633775209199,0.12345008910465638,3.2317948873485047E-2,2.5098862002777E-3,8.3969860434240928E-5,5.3640283949940581E-5,43.425542348403042,1.17313974124853,1.1731326636205477,1.1852473933814855,0.21527759589132289,0.21527759589132289,0.21527759589132289,0.21527759589132289,null,null,27.730923281039342,null,null,8.7891077636152955E-6,0,0,0]
[1518,1.758980301274623,8.7949015063731171,{"$f":"IF('Calculation Sheet'!$D$59=\"YES\",(Vcc_max-C1545)*ILIM_FINAL_TOL,(Vcc_max-C1545)*($AE$13+IF(C1545>=$AE$8,$AE$7,0)+(IF(C1545>=$AE$6,C1545,0)/$AE$5)+IF(C1545>$AE$10,($AE$9/C1545),0)))","v":1.6025774353390112},1.6271255430136942,2.7044400709043934,0.45305535017141896,5.2567279105142362E-4,1.057125844017559E-2,4.856100580050704E-4,1.8654664833394796,0.1234824221091817,3.2326803610648103E-2,2.5105836292591555E-3,8.3993219800237995E-5,5.365520621758435E-5,43.411927608601971,1.173249743969591,1.1732426672928504,1.1853557326378561,0.21533129113641292,0.21533129113641292,0.21533129113641292,0.21533129113641292,null,null,27.731467872318884,null,null,8.7949015063731168E-6,0,0,0]
[1519,1.7601390498261873,8.8006952491309374,{"$f":"IF('Calculation Sheet'!$D$59=\"YES\",(Vcc_max-C1546)*ILIM_FINAL_TOL,(Vcc_max-C1546)*($AE$13+IF(C1546>=$AE$8,$AE$7,0)+(IF(C1546>=$AE$6,C1546,0)/$AE$5)+IF(C1546>$AE$10,($AE$9/C1546),0)))","v":1.5996805315406528},1.6242286397842307,2.7029304847179496,0.45315269405219816,5.2581869205425846E-4,1.0574178707100312E-2,4.8473382750136018E-4,1.8625695890528058,0.12351469120717873,3.2335641992331299E-2,2.5112797975321843E-3,8.4016537014175441E-5,5.3670101558767058E-5,43.398304844572557,1.1733589816168102,1.1733519058969781,1.1854632971086165,0.21538487241696092,0.21538487241696092,0.21538487241696092,0.21538487241696092,null,null,27.732010910177074,null,null,8.8006952491309381E-6,0,0,0]
[1520,1.7612977983777516,8.8064889918887594,{"$f":"IF('Calculation Sheet'!$D$59=\"YES\",(Vcc_max-C1547)*ILIM_FINAL_TOL,(Vcc_max-C1547)*($AE$13+IF(C1547>=$AE$8,$AE$7,0)+(IF(C1547>=$AE$6,C1547,0)/$AE$5)+IF(C1547>$AE$10,($AE$9/C1547),0)))","v":1.5967836276751588},1.6213317364876323,2.7014189978630965,0.45324978437396113,5.259643292190308E-4,1.0577093654786651E-2,4.8385759697722186E-4,1.8596726946613185,0.12354689640004035,3.2344464018626562E-2,2.5119747050970087E-3,8.4039812076053266E-5,5.3684969973266661E-5,43.384674064442919,1.1734674543848349,1.1734603796275751,1.1855700869934982,0.21543833973736604,0.21543833973736604,0.21543833973736604,0.21543833973736604,null,null,27.73255239479737,null,null,8.8064889918887593E-6,0,0,0]
[1521,1.7624565469293161,8.8122827346465815,{"$f":"IF('Calculation Sheet'!$D$59=\"YES\",(Vcc_max-C1548)*ILIM_FINAL_TOL,(Vcc_max-C1548)*($AE$13+IF(C1548>=$AE$8,$AE$7,0)+(IF(C1548>=$AE$6,C1548,0)/$AE$5)+IF(C1548>$AE$10,($AE$9/C1548),0)))","v":1.5938867237425296},1.6184348331238985,2.6999056129437164,0.45334662115817426,5.2610970254551859E-4,1.0580003283244377E-2,4.8298136643265543E-4,1.8567758001654322,0.12357903768915923,3.2353269689625375E-2,2.5126683519542947E-3,8.4063044986093516E-5,5.3699811461083158E-5,43.371035276330133,1.1735751624682631,1.1735680886792366,1.1856761024921805,0.21549169310202743,0.21549169310202743,0.21549169310202743,0.21549169310202743,null,null,27.733092326363199,null,null,8.8122827346465823E-6,0,0,0]
[1522,1.7636152954808804,8.8180764774044036,{"$f":"IF('Calculation Sheet'!$D$59=\"YES\",(Vcc_max-C1549)*ILIM_FINAL_TOL,(Vcc_max-C1549)*($AE$13+IF(C1549>=$AE$8,$AE$7,0)+(IF(C1549>=$AE$6,C1549,0)/$AE$5)+IF(C1549>$AE$10,($AE$9/C1549),0)))","v":1.5909898197427659},1.6155379296930303,2.6983903325601259,0.45344320442630148,5.2625481203394386E-4,1.0582907592483037E-2,4.8210513586810499E-4,1.8538789055655587,0.12361111507592804,3.2362059005419441E-2,2.5133607381047085E-3,8.4086235744074145E-5,5.3714626022216549E-5,43.357388488340391,1.1736821060616431,1.1736750332465078,1.1857813438042919,0.21554493251534379,0.21554493251534379,0.21554493251534379,0.21554493251534379,null,null,27.733630705057909,null,null,8.8180764774044036E-6,0,0,0]
[1523,1.7647740440324446,8.8238702201622239,{"$f":"IF('Calculation Sheet'!$D$59=\"YES\",(Vcc_max-C1550)*ILIM_FINAL_TOL,(Vcc_max-C1550)*($AE$13+IF(C1550>=$AE$8,$AE$7,0)+(IF(C1550>=$AE$6,C1550,0)/$AE$5)+IF(C1550>$AE$10,($AE$9/C1550),0)))","v":1.5880929156758679},1.6126410261950272,2.6968731593090771,0.45353953419980564,5.2639965768408459E-4,1.0585806582512181E-2,4.8122890528290441E-4,1.8509820108621036,0.12364312856173942,3.2370831966100466E-2,2.5140518635484721E-3,8.4109384350217198E-5,5.3729413656666836E-5,43.34373370856882,1.1737882853594739,1.1737812135238848,1.1858858111294091,0.21559805798171383,0.21559805798171383,0.21559805798171383,0.21559805798171383,null,null,27.734167531064859,null,null,8.8238702201622232E-6,0,0,0]
[1524,1.7659327925840089,8.829663962920046,{"$f":"IF('Calculation Sheet'!$D$59=\"YES\",(Vcc_max-C1551)*ILIM_FINAL_TOL,(Vcc_max-C1551)*($AE$13+IF(C1551>=$AE$8,$AE$7,0)+(IF(C1551>=$AE$6,C1551,0)/$AE$5)+IF(C1551>$AE$10,($AE$9/C1551),0)))","v":1.5851960115418338},1.6097441226298892,2.6953540957837663,0.45363561050014756,5.265442394961628E-4,1.0588700253341576E-2,4.803526746777198E-4,1.8480851160554683,0.12367507814798606,3.2379588571760154E-2,2.5147417282864737E-3,8.413249080430063E-5,5.3744174364434016E-5,43.33007094509972,1.1738937005562047,1.1738866297058139,1.1859895046670572,0.21565106950553625,0.21565106950553625,0.21565106950553625,0.21565106950553625,null,null,27.734702804567334,null,null,8.8296639629200462E-6,0,0,0]
[1525,1.7670915411355732,8.835457705677868,{"$f":"IF('Calculation Sheet'!$D$59=\"YES\",(Vcc_max-C1552)*ILIM_FINAL_TOL,(Vcc_max-C1552)*($AE$13+IF(C1552>=$AE$8,$AE$7,0)+(IF(C1552>=$AE$6,C1552,0)/$AE$5)+IF(C1552>$AE$10,($AE$9/C1552),0)))","v":1.5822991073406654},1.6068472189976162,2.6938331445738362,0.45373143334878607,5.2668855747017851E-4,1.0591588604980773E-2,4.794764440521071E-4,1.8451882211460502,0.12370696383606061,3.2388328822490209E-2,2.5154303323189353E-3,8.4155555106324442E-5,5.3758908145740136E-5,43.316400206006406,1.1739983518462358,1.1739912819866922,1.1860924246167102,0.21570396709120909,0.21570396709120909,0.21570396709120909,0.21570396709120909,null,null,27.735236525748597,null,null,8.8354577056778675E-6,0,0,0]
[1526,1.7682502896871375,8.8412514484356883,{"$f":"IF('Calculation Sheet'!$D$59=\"YES\",(Vcc_max-C1553)*ILIM_FINAL_TOL,(Vcc_max-C1553)*($AE$13+IF(C1553>=$AE$8,$AE$7,0)+(IF(C1553>=$AE$6,C1553,0)/$AE$5)+IF(C1553>$AE$10,($AE$9/C1553),0)))","v":1.5794022030723625},1.6039503152982084,2.6923103082653812,0.45382700276717824,5.2683261160613171E-4,1.0594471637439318E-2,4.7860021340606629E-4,1.8422913261342422,0.12373878562735574,3.2397052718382335E-2,2.5161176756465231E-3,8.4178577256510678E-5,5.3773615000363151E-5,43.302721499351321,1.1741022394239173,1.1740951705608671,1.1861945711777904,0.21575675074313083,0.21575675074313083,0.21575675074313083,0.21575675074313083,null,null,27.735768694791862,null,null,8.8412514484356888E-6,0,0,0]
[1527,1.7694090382387018,8.8470451911935086,{"$f":"IF('Calculation Sheet'!$D$59=\"YES\",(Vcc_max-C1554)*ILIM_FINAL_TOL,(Vcc_max-C1554)*($AE$13+IF(C1554>=$AE$8,$AE$7,0)+(IF(C1554>=$AE$6,C1554,0)/$AE$5)+IF(C1554>$AE$10,($AE$9/C1554),0)))","v":1.576505298736925},1.6010534115316657,2.6907855894409529,0.45392231877677935,5.269764019040224E-4,1.0597349350726981E-2,4.7772398273981942E-4,1.8393944310204327,0.12377054352326389,3.2405760259528016E-2,2.5168037582696812E-3,8.4201557254637294E-5,5.378829492830306E-5,43.289034833185966,1.1742053634835505,1.1741982956226369,1.186295944549669,0.21580942046569929,0.21580942046569929,0.21580942046569929,0.21580942046569929,null,null,27.73629931188032,null,null,8.8470451911935084E-6,0,0,0]
[1528,1.7705677867902661,8.8528389339513307,{"$f":"IF('Calculation Sheet'!$D$59=\"YES\",(Vcc_max-C1555)*ILIM_FINAL_TOL,(Vcc_max-C1555)*($AE$13+IF(C1555>=$AE$8,$AE$7,0)+(IF(C1555>=$AE$6,C1555,0)/$AE$5)+IF(C1555>$AE$10,($AE$9/C1555),0)))","v":1.5736083943343515},1.5981565076979882,2.6892589906795656,0.45401738139904313,5.2711992836385058E-4,1.0600221744853533E-2,4.7684775205336649E-4,1.8364975358050057,0.12380223752517749,3.2414451446019177E-2,2.5174885801888536E-3,8.4224495100704289E-5,5.3802947929559863E-5,43.275340215551012,1.1743077242193869,1.17430065736625,1.1863965449316654,0.21586197626331227,0.21586197626331227,0.21586197626331227,0.21586197626331227,null,null,27.736828377197114,null,null,8.8528389339513314E-6,0,0,0]
[1529,1.7717265353418306,8.8586326767091528,{"$f":"IF('Calculation Sheet'!$D$59=\"YES\",(Vcc_max-C1556)*ILIM_FINAL_TOL,(Vcc_max-C1556)*($AE$13+IF(C1556>=$AE$8,$AE$7,0)+(IF(C1556>=$AE$6,C1556,0)/$AE$5)+IF(C1556>$AE$10,($AE$9/C1556),0)))","v":1.5707114898646435},1.5952596037971751,2.6877305145566988,0.45411219065542108,5.2726319098561625E-4,1.0603088819828299E-2,4.7597152134648546E-4,1.8336006404883409,0.12383386763448923,3.2423126277947301E-2,2.5181721414047065E-3,8.4247390794933708E-5,5.3817574004133562E-5,43.26163765447626,1.1744093218256284,1.174402255985906,1.186496372523048,0.2159144181403676,0.2159144181403676,0.2159144181403676,0.2159144181403676,null,null,27.737355890925343,null,null,8.8586326767091526E-6,0,0,0]
[1530,1.7728852838933948,8.8644264194669748,{"$f":"IF('Calculation Sheet'!$D$59=\"YES\",(Vcc_max-C1557)*ILIM_FINAL_TOL,(Vcc_max-C1557)*($AE$13+IF(C1557>=$AE$8,$AE$7,0)+(IF(C1557>=$AE$6,C1557,0)/$AE$5)+IF(C1557>$AE$10,($AE$9/C1557),0)))","v":1.5678145853278},1.5923626998292277,2.6862001636443056,0.45420674656736293,5.2740618976931941E-4,1.0605950575661049E-2,4.7509529061917632E-4,1.830703745070815,0.12386543385259152,3.2431784755404092E-2,2.5188544419176839E-3,8.4270244337103506E-5,5.3832173152024154E-5,43.247927157980641,1.174510156496428,1.1745030916757544,1.1865954275230335,0.21596674610126265,0.21596674610126265,0.21596674610126265,0.21596674610126265,null,null,27.737881853248084,null,null,8.8644264194669756E-6,0,0,0]
[1531,1.7740440324449591,8.8702201622247969,{"$f":"IF('Calculation Sheet'!$D$59=\"YES\",(Vcc_max-C1558)*ILIM_FINAL_TOL,(Vcc_max-C1558)*($AE$13+IF(C1558>=$AE$8,$AE$7,0)+(IF(C1558>=$AE$6,C1558,0)/$AE$5)+IF(C1558>$AE$10,($AE$9/C1558),0)))","v":1.5649176807238221},1.5894657957941454,2.6846679405108134,0.45430104915631686,5.2754892471496007E-4,1.0608807012361554E-2,4.7421905987188318E-4,1.8278068495527993,0.12389693618087683,3.2440426878481254E-2,2.5195354817282301E-3,8.4293055727213684E-5,5.3846745373231641E-5,43.234208734072297,1.174610228425889,1.1746031646298956,1.1866937101307875,0.21601896015039479,0.21601896015039479,0.21601896015039479,0.21601896015039479,null,null,27.738406264348345,null,null,8.8702201622247969E-6,0,0,0]
[1532,1.7752027809965234,8.8760139049826172,{"$f":"IF('Calculation Sheet'!$D$59=\"YES\",(Vcc_max-C1559)*ILIM_FINAL_TOL,(Vcc_max-C1559)*($AE$13+IF(C1559>=$AE$8,$AE$7,0)+(IF(C1559>=$AE$6,C1559,0)/$AE$5)+IF(C1559>$AE$10,($AE$9/C1559),0)))","v":1.5620207760527098},1.5865688916919281,2.6831338477211313,0.45439509844372927,5.2769139582276026E-4,1.0611658129939139E-2,4.7334282910393988E-4,1.8249099539346612,0.12392837462073736,3.2449052647270493E-2,2.520215260837011E-3,8.4315824965486286E-5,5.3861290667978068E-5,43.220482390748494,1.1747095378080654,1.1747024750423807,1.1867912205454241,0.21607106029216117,0.21607106029216117,0.21607106029216117,0.21607106029216117,null,null,27.73892912440914,null,null,8.8760139049826165E-6,0,0,0]
[1533,1.7763615295480877,8.8818076477404393,{"$f":"IF('Calculation Sheet'!$D$59=\"YES\",(Vcc_max-C1560)*ILIM_FINAL_TOL,(Vcc_max-C1560)*($AE$13+IF(C1560>=$AE$8,$AE$7,0)+(IF(C1560>=$AE$6,C1560,0)/$AE$5)+IF(C1560>$AE$10,($AE$9/C1560),0)))","v":1.5591238713144615},1.583671987522576,2.6815978878366549,0.45448889445104435,5.2783360309249794E-4,1.0614503928403796E-2,4.7246659831601256E-4,1.8220130582167642,0.12395974917356578,3.2457662061863513E-2,2.5208937792444708E-3,8.4338552051699267E-5,5.3875809036041389E-5,43.206748135995767,1.1748080848369618,1.1748010231072112,1.1868879589660062,0.21612304653095893,0.21612304653095893,0.21612304653095893,0.21612304653095893,null,null,27.739450433613406,null,null,8.8818076477404395E-6,0,0,0]
[1534,1.777520278099652,8.8876013904982596,{"$f":"IF('Calculation Sheet'!$D$59=\"YES\",(Vcc_max-C1561)*ILIM_FINAL_TOL,(Vcc_max-C1561)*($AE$13+IF(C1561>=$AE$8,$AE$7,0)+(IF(C1561>=$AE$6,C1561,0)/$AE$5)+IF(C1561>$AE$10,($AE$9/C1561),0)))","v":1.5562269665090798},1.5807750832860887,2.6800600634152705,0.4545824371997047,5.2797554652439516E-4,1.061734440776485E-2,4.7159036750765715E-4,1.8191161623994678,0.12399105984075409,3.2466255122351795E-2,2.5215710369512756E-3,8.4361236985852628E-5,5.3890300477421604E-5,43.193005977789788,1.1749058697065331,1.1748988090183397,1.1869839255915451,0.21617491887118478,0.21617491887118478,0.21617491887118478,0.21617491887118478,null,null,27.739970192144067,null,null,8.8876013904982591E-6,0,0,0]
[1535,1.7786790266512162,8.8933951332560817,{"$f":"IF('Calculation Sheet'!$D$59=\"YES\",(Vcc_max-C1562)*ILIM_FINAL_TOL,(Vcc_max-C1562)*($AE$13+IF(C1562>=$AE$8,$AE$7,0)+(IF(C1562>=$AE$6,C1562,0)/$AE$5)+IF(C1562>$AE$10,($AE$9/C1562),0)))","v":1.553330061636562},1.5778781789824667,2.6785203770113597,0.4546757267111512,5.2811722611822987E-4,1.0620179568032073E-2,4.7071413667887363E-4,1.8162192664831276,0.12402230662369496,3.2474831828827266E-2,2.5222470339576475E-3,8.4383879768168413E-5,5.3904764992118714E-5,43.179255924095536,1.1750028926106855,1.1749958329696688,1.187079120621001,0.21622667731723522,0.21622667731723522,0.21622667731723522,0.21622667731723522,null,null,27.740488400183981,null,null,8.8933951332560821E-6,0,0,0]
[1536,{"$f":"($AE$11/2000)*(A1563)","v":1.7798377752027807},{"$f":"$AE$13*B1563*10^-3/($AE$4*10^-6)","v":8.8991888760139037},{"$f":"IF('Calculation Sheet'!$D$59=\"YES\",(Vcc_max-C1563)*ILIM_FINAL_TOL,(Vcc_max-C1563)*($AE$13+IF(C1563>=$AE$8,$AE$7,0)+(IF(C1563>=$AE$6,C1563,0)/$AE$5)+IF(C1563>$AE$10,($AE$9/C1563),0)))","v":1.5504331566969094},1.5749812746117093,2.6769788311758038,0.4547687630068229,5.2825864187422411E-4,1.0623009409215234E-2,4.6983790582988405E-4,1.8133223704680947,0.12405348952378037,3.248339218138141E-2,2.5229217702642526E-3,8.4406480398424577E-5,5.3919202580132719E-5,43.165497982867159,1.1750991537432753,1.1750920951550525,1.1871735442532829,0.21627832187350693,0.21627832187350693,0.21627832187350693,0.21627832187350693,null,null,27.741005057915999,null,null,{"$f":"IF(C1563>=$AE$6,C1563,0)/$AE$5","v":8.8991888760139034E-6},{"$f":"IF(C1563>=$AE$8,$AE$7,0)","v":0},{"$f":"IF(C1563>$AE$10,($AE$9/C1563),0)","v":0},{"$f":"(Q1563-AA1563)*IF((Vcc_max-C1563)>$F$4,1,0)","v":0}]
[1537,1.780996523754345,8.9049826187717258,{"$f":"IF('Calculation Sheet'!$D$59=\"YES\",(Vcc_max-C1564)*ILIM_FINAL_TOL,(Vcc_max-C1564)*($AE$13+IF(C1564>=$AE$8,$AE$7,0)+(IF(C1564>=$AE$6,C1564,0)/$AE$5)+IF(C1564>$AE$10,($AE$9/C1564),0)))","v":1.5475362516901217},{"$f":"(D1563+((((EXP(-(B1564-B1563)*10^-3/$F$14)))*(E1563-D1563))))","v":1.5720843701738176},{"$f":"(D1563+((((EXP(-(B1564-B1563)*10^-3/$F$15)))*(F1563-D1563))))","v":2.6754354284559918},{"$f":"(D1563+((((EXP(-(B1564-B1563)*10^-3/$F$16)))*(G1563-D1563))))","v":0.45486154610815666},{"$f":"(D1563+((((EXP(-(B1564-B1563)*10^-3/$F$17)))*(H1563-D1563))))","v":5.2839979379215585E-4},{"$f":"(D1563+((((EXP(-(B1564-B1563)*10^-3/$F$18)))*(I1563-D1563))))","v":1.0625833931323658E-2},{"$f":"(D1563+((((EXP(-(B1564-B1563)*10^-3/$F$19)))*(JX1563-D1563))))","v":4.6896167496046637E-4},{"$f":"(D1563+((((EXP(-(B1564-B1563)*10^-3/$F$20)))*(K1563-D1563))))","v":1.8104254743547179},{"$f":"(D1563+((((EXP(-(B1564-B1563)*10^-3/$F$21)))*(L1563-D1563))))","v":0.12408460854240277},{"$f":"(D1563+((((EXP(-(B1564-B1563)*10^-3/$F$22)))*(M1563-D1563))))","v":3.2491936180106151E-2},2.523595245871757E-3,8.4429038876621121E-5,5.3933613241463618E-5,43.151732162048098,{"$f":"(D1563+((((EXP(-(B1564-B1563)*10^-3/$B$14)))*(R1563-D1563))))","v":1.1751946532981101},{"$f":"(D1563+((((EXP(-(B1564-B1563)*10^-3/$B$15)))*(S1563-D1563))))","v":1.1751875957682949},{"$f":"(D1563+((((EXP(-(B1564-B1563)*10^-3/$B$16)))*(T1563-D1563))))","v":1.1872671966872483},{"$f":"(D1563+((((EXP(-(B1564-B1563)*10^-3/$B$17)))*(U1563-D1563))))","v":0.21632985254439618},{"$f":"(D1563+((((EXP(-(B1564-B1563)*10^-3/$B$18)))*(V1563-D1563))))","v":0.21632985254439618},0.21632985254439618,0.21632985254439618,null,null,27.741520165522918,null,null,8.9049826187717263E-6,0,0,0]
[1538,1.7821552723059093,8.9107763615295479,{"$f":"IF('Calculation Sheet'!$D$59=\"YES\",(Vcc_max-C1565)*ILIM_FINAL_TOL,(Vcc_max-C1565)*($AE$13+IF(C1565>=$AE$8,$AE$7,0)+(IF(C1565>=$AE$6,C1565,0)/$AE$5)+IF(C1565>$AE$10,($AE$9/C1565),0)))","v":1.5446393466161994},1.5691874656687907,2.6738901713958203,0.454954076036588,5.2854068187224712E-4,1.0628653134367116E-2,4.6808544407084263E-4,1.8075285781433406,0.12411566368095439,3.2500463825092973E-2,{"$f":"(D1564+((((EXP(-(B1565-B1564)*10^-3/$F$23)))*(N1564-D1564))))","v":2.5242674607806048E-3},{"$f":"(D1564+((((EXP(-(B1565-B1564)*10^-3/$F$24)))*(O1564-D1564))))","v":8.4451555202980089E-5},{"$f":"(D1564+((((EXP(-(B1565-B1564)*10^-3/$F$25)))*(P1564-D1564))))","v":5.3947996976111412E-5},{"$f":"$C$6+(E1565*$G$14)+(F1565*$G$15)+(G1565*$G$16)+(H1565*$G$17)+(I1565*$G$18)+(J1565*$G$19)+(K1565*$G$20)+(L1565*$G$21)+(M1565*$G$22)","v":43.137958469571068},1.1752893914689473,1.1752823350031507,1.1873600781217037,0.21638126933429902,0.21638126933429902,{"$f":"(D1564+((((EXP(-(B1565-B1564)*10^-3/$B$19)))*(W1564-D1564))))","v":0.21638126933429902},{"$f":"(D1564+((((EXP(-(B1565-B1564)*10^-3/$B$20)))*(X1564-D1564))))","v":0.21638126933429902},null,null,{"$f":"$C$6+(R1565*$C$14)+(S1565*$C$15)+(T1565*$C$16)+(U1565*$C$17)+(V1565*$C$18)+(W1565*$C$19)+(X1565*$C$20)","v":27.74203372318749},null,null,8.9107763615295476E-6,0,0,0]
[1539,1.7833140208574736,8.9165701042873682,{"$f":"IF('Calculation Sheet'!$D$59=\"YES\",(Vcc_max-C1566)*ILIM_FINAL_TOL,(Vcc_max-C1566)*($AE$13+IF(C1566>=$AE$8,$AE$7,0)+(IF(C1566>=$AE$6,C1566,0)/$AE$5)+IF(C1566>$AE$10,($AE$9/C1566),0)))","v":1.5417424414751426},1.5662905610966291,2.6723430625357012,0.45504635281355021,5.2868130611449793E-4,1.0631467018355378E-2,4.6720921316101283E-4,1.8046316818343027,0.12414665494082744,3.2508975116433581E-2,2.5249384149912402E-3,8.4474029377279436E-5,5.3962353784298145E-5,43.124176913358063,1.1753833684494959,1.1753763130533259,1.1874521887554039,0.21643257224761148,0.21643257224761148,0.21643257224761148,0.21643257224761148,null,null,27.742545731092445,null,null,8.9165701042873689E-6,0,0,0]
[1540,1.7844727694090379,8.9223638470451903,{"$f":"IF('Calculation Sheet'!$D$59=\"YES\",(Vcc_max-C1567)*ILIM_FINAL_TOL,(Vcc_max-C1567)*($AE$13+IF(C1567>=$AE$8,$AE$7,0)+(IF(C1567>=$AE$6,C1567,0)/$AE$5)+IF(C1567>$AE$10,($AE$9/C1567),0)))","v":1.5388455362669504},1.5633936564573325,2.6707941044125665,0.45513837646047528,5.2882166651890827E-4,1.0634275583297992E-2,4.6633298223075492E-4,1.8017347854279409,0.12417758232341392,3.2517470054219455E-2,2.5256081085041071E-3,8.4496461399519163E-5,5.3976683665801772E-5,43.110387501320382,1.175476584433415,1.1754695301124767,1.187543528787053,0.21648376128872937,0.21648376128872937,0.21648376128872937,0.21648376128872937,null,null,27.743056189420457,null,null,8.9223638470451902E-6,0,0,0]
[1541,1.7856315179606022,8.9281575898030106,{"$f":"IF('Calculation Sheet'!$D$59=\"YES\",(Vcc_max-C1568)*ILIM_FINAL_TOL,(Vcc_max-C1568)*($AE$13+IF(C1568>=$AE$8,$AE$7,0)+(IF(C1568>=$AE$6,C1568,0)/$AE$5)+IF(C1568>$AE$10,($AE$9/C1568),0)))","v":1.5359486309916239},1.560496751750901,2.6692432995598723,0.45523014699879294,5.2896176308547815E-4,1.0637078829204505E-2,4.6545675128029096E-4,1.7988378889245875,0.12420844583010604,3.2525948638542523E-2,2.5262765413198718E-3,8.4518851269921313E-5,5.3990986620622294E-5,43.096590241358648,1.1755690396143146,1.1755619863742102,1.1876340984153035,0.2165348364620483,0.2165348364620483,0.2165348364620483,0.2165348364620483,null,null,27.743565098354178,null,null,8.9281575898030098E-6,0,0,0]
[1542,1.7867902665121664,8.9339513325608326,{"$f":"IF('Calculation Sheet'!$D$59=\"YES\",(Vcc_max-C1569)*ILIM_FINAL_TOL,(Vcc_max-C1569)*($AE$13+IF(C1569>=$AE$8,$AE$7,0)+(IF(C1569>=$AE$6,C1569,0)/$AE$5)+IF(C1569>$AE$10,($AE$9/C1569),0)))","v":1.533051725649162},1.5575998469773347,2.6676906505076037,0.45532166444993116,5.2910159581420757E-4,1.0639876756084687E-2,4.6458052030939889E-4,1.7959409923245719,0.12423924546229603,3.2534410869494268E-2,2.5269437134389783E-3,8.4541198988263844E-5,5.4005262648759711E-5,43.082785141362791,1.1756607341857555,1.1756536820320844,1.1877238978387568,0.21658579777196363,0.21658579777196363,0.21658579777196363,0.21658579777196363,null,null,27.744072458076214,null,null,8.9339513325608328E-6,0,0,0]
[1543,1.7879490150637307,8.9397450753186547,{"$f":"IF('Calculation Sheet'!$D$59=\"YES\",(Vcc_max-C1570)*ILIM_FINAL_TOL,(Vcc_max-C1570)*($AE$13+IF(C1570>=$AE$8,$AE$7,0)+(IF(C1570>=$AE$6,C1570,0)/$AE$5)+IF(C1570>$AE$10,($AE$9/C1570),0)))","v":1.5301548202395647},1.5547029421366334,2.6661361597822797,0.45541292883531637,5.2924116470531857E-4,1.0642669363948087E-2,4.6370428931830077E-4,1.7930440956282192,0.12426998122137567,3.2542856747166615E-2,2.5276096248620927E-3,8.4563504554546753E-5,5.4019511750214022E-5,43.068972209212113,1.1757516683412492,1.1757446172796078,1.187812927255963,0.21663664522287074,0.21663664522287074,0.21663664522287074,0.21663664522287074,null,null,27.744578268769128,null,null,8.9397450753186541E-6,0,0,0]
[1544,1.7891077636152952,8.9455388180764768,{"$f":"IF('Calculation Sheet'!$D$59=\"YES\",(Vcc_max-C1571)*ILIM_FINAL_TOL,(Vcc_max-C1571)*($AE$13+IF(C1571>=$AE$8,$AE$7,0)+(IF(C1571>=$AE$6,C1571,0)/$AE$5)+IF(C1571>$AE$10,($AE$9/C1571),0)))","v":1.5272579147628327},1.5518060372287967,2.6645798299069572,0.45550394017637319,5.293804697585891E-4,1.0645456652804253E-2,4.6282805830677454E-4,1.7901471988358508,0.12430065310873717,3.2551286271651048E-2,2.5282742755894372E-3,8.4585767968992087E-5,5.4033733924985228E-5,43.055151452775256,1.175841842274258,1.1758347923102397,1.1879011868654212,0.21668737881916478,0.21668737881916478,0.21668737881916478,0.21668737881916478,null,null,27.745082530615452,null,null,8.9455388180764771E-6,0,0,0]
[1545,1.7902665121668595,8.9513325608342988,{"$f":"IF('Calculation Sheet'!$D$59=\"YES\",(Vcc_max-C1572)*ILIM_FINAL_TOL,(Vcc_max-C1572)*($AE$13+IF(C1572>=$AE$8,$AE$7,0)+(IF(C1572>=$AE$6,C1572,0)/$AE$5)+IF(C1572>$AE$10,($AE$9/C1572),0)))","v":1.5243610092189659},1.5489091322538255,2.6630216634012385,0.45559469849452383,5.2951951097401917E-4,1.0648238622662953E-2,4.6195182727504225E-4,1.7872503019477861,0.12433126112577275,3.2559699443039269E-2,2.5289376656218998E-3,8.46079892313778E-5,5.4047929173073328E-5,43.041322879910261,1.1759312561781952,1.1759242073173903,1.1879886768655794,0.21673799856524067,0.21673799856524067,0.21673799856524067,0.21673799856524067,null,null,27.745585243797674,null,null,8.9513325608342983E-6,0,0,0]
[1546,1.7914252607184238,8.9571263035921191,{"$f":"IF('Calculation Sheet'!$D$59=\"YES\",(Vcc_max-C1573)*ILIM_FINAL_TOL,(Vcc_max-C1573)*($AE$13+IF(C1573>=$AE$8,$AE$7,0)+(IF(C1573>=$AE$6,C1573,0)/$AE$5)+IF(C1573>$AE$10,($AE$9/C1573),0)))","v":1.521464103607965},1.5460122272117194,2.6614616627812717,0.45568520381118938,5.2965828835183082E-4,1.0651015273533737E-2,4.6107559622288186E-4,1.784353404964339,0.12436180527387419,3.2568096261422985E-2,2.5295997949597027E-3,8.4630168341703893E-5,5.4062097494478323E-5,43.02748649846454,1.1760199102464242,1.1760128624944208,1.1880753974548339,0.21678850446549336,0.21678850446549336,0.21678850446549336,0.21678850446549336,null,null,27.746086408498265,null,null,8.9571263035921196E-6,0,0,0]
[1547,1.7925840092699881,8.9629200463499412,{"$f":"IF('Calculation Sheet'!$D$59=\"YES\",(Vcc_max-C1574)*ILIM_FINAL_TOL,(Vcc_max-C1574)*($AE$13+IF(C1574>=$AE$8,$AE$7,0)+(IF(C1574>=$AE$6,C1574,0)/$AE$5)+IF(C1574>$AE$10,($AE$9/C1574),0)))","v":1.5185671979298283},1.5431153221024785,2.6598998305597585,0.45577545614778869,5.2979680189180201E-4,1.0653786605426374E-2,4.601993651505154E-4,1.7814565078858211,0.12439228555443327,3.2576476726893677E-2,2.5302606636035119E-3,8.465230530019241E-5,5.4076238889422257E-5,43.01364231627489,1.1761078046722599,1.1761007580346425,1.1881613488315306,0.21683889652431731,0.21683889652431731,0.21683889652431731,0.21683889652431731,null,null,27.746586024899617,null,null,8.9629200463499409E-6,0,0,0]
[1548,1.7937427578215523,8.9687137891077633,{"$f":"IF('Calculation Sheet'!$D$59=\"YES\",(Vcc_max-C1575)*ILIM_FINAL_TOL,(Vcc_max-C1575)*($AE$13+IF(C1575>=$AE$8,$AE$7,0)+(IF(C1575>=$AE$6,C1575,0)/$AE$5)+IF(C1575>$AE$10,($AE$9/C1575),0)))","v":1.5156702921845566},1.5402184169261026,2.6583361692459584,0.45586545552573909,5.2993505159415477E-4,1.0656552618350412E-2,4.5932313405794289E-4,1.7785596107125401,0.1244227019688422,3.2584840839543272E-2,2.5309202715537715E-3,8.4674400106621306E-5,5.4090353357683085E-5,42.999790341167561,1.1761949396489677,1.1761878941313182,1.1882465311939636,0.21688917474610681,0.21688917474610681,0.21688917474610681,0.21688917474610681,null,null,27.747084093184121,null,null,8.9687137891077639E-6,0,0,0]
[1549,1.7949015063731166,8.9745075318655836,{"$f":"IF('Calculation Sheet'!$D$59=\"YES\",(Vcc_max-C1576)*ILIM_FINAL_TOL,(Vcc_max-C1576)*($AE$13+IF(C1576>=$AE$8,$AE$7,0)+(IF(C1576>=$AE$6,C1576,0)/$AE$5)+IF(C1576>$AE$10,($AE$9/C1576),0)))","v":1.5127733863721511},1.5373215116825918,2.6567706813456926,0.45595520196645567,5.3007303745888912E-4,1.0659313312315399E-2,4.5844690294494228E-4,1.7756627134448002,0.12445305451849276,3.2593188599463252E-2,2.5315786188111478E-3,8.4696452760990582E-5,5.4104440899260808E-5,42.985930580958247,1.176281315369764,1.1762742709776612,1.1883309447403763,0.21693933913525631,0.21693933913525631,0.21693933913525631,0.21693933913525631,null,null,27.747580613534108,null,null,8.9745075318655835E-6,0,0,0]
[1550,1.7960602549246809,8.9803012746234057,{"$f":"IF('Calculation Sheet'!$D$59=\"YES\",(Vcc_max-C1577)*ILIM_FINAL_TOL,(Vcc_max-C1577)*($AE$13+IF(C1577>=$AE$8,$AE$7,0)+(IF(C1577>=$AE$6,C1577,0)/$AE$5)+IF(C1577>$AE$10,($AE$9/C1577),0)))","v":1.5098764804926097},1.5344246063719462,2.6552033693613502,0.45604469549135218,5.30210759485783E-4,1.0662068687331105E-2,4.5757067181151356E-4,1.772765816082903,0.12448334320477672,3.2601520006745321E-2,2.5322357053758626E-3,8.4718463263522281E-5,5.4118501514155426E-5,42.972063043452039,1.1763669320278158,1.1763598887668358,1.1884145896689609,0.21698938969615988,0.21698938969615988,0.21698938969615988,0.21698938969615988,null,null,27.748075586131883,null,null,8.9803012746234065E-6,0,0,0]
[1551,1.7972190034762452,8.986095017381226,{"$f":"IF('Calculation Sheet'!$D$59=\"YES\",(Vcc_max-C1578)*ILIM_FINAL_TOL,(Vcc_max-C1578)*($AE$13+IF(C1578>=$AE$8,$AE$7,0)+(IF(C1578>=$AE$6,C1578,0)/$AE$5)+IF(C1578>$AE$10,($AE$9/C1578),0)))","v":1.5069795745459342},1.5315277009941657,2.6536342357918907,0.45613393612184039,5.3034821767505846E-4,1.0664818743407078E-2,4.5669444065810083E-4,1.7698689186271459,0.12451356802908609,3.2609835061481185E-2,2.5328915312488043E-3,8.474043161399436E-5,5.4132535202366938E-5,42.958187736443534,1.1764517898162412,1.1764447476919571,1.1884974661778582,0.21703932643321155,0.21703932643321155,0.21703932643321155,0.21703932643321155,null,null,27.748569011159709,null,null,8.9860950173812261E-6,0,0,0]
[1552,1.7983777520278097,8.9918887601390498,{"$f":"IF('Calculation Sheet'!$D$59=\"YES\",(Vcc_max-C1579)*ILIM_FINAL_TOL,(Vcc_max-C1579)*($AE$13+IF(C1579>=$AE$8,$AE$7,0)+(IF(C1579>=$AE$6,C1579,0)/$AE$5)+IF(C1579>$AE$10,($AE$9/C1579),0)))","v":1.504082668532122},1.5286307955492497,2.6520632831328506,0.4562229238793305,5.3048541202671551E-4,1.0667563480553088E-2,4.5581820948403795E-4,1.766972021077823,0.12454372899281241,3.2618133763762547E-2,2.5335460964301948E-3,8.4762357812406819E-5,5.4146541963895345E-5,42.944304667716793,1.176535888928109,1.1765288479460907,1.1885795744651584,0.21708914935080492,0.21708914935080492,0.21708914935080492,0.21708914935080492,null,null,27.749060888799807,null,null,8.9918887601390491E-6,0,0,0]
[1553,1.799536500579374,8.9976825028968701,{"$f":"IF('Calculation Sheet'!$D$59=\"YES\",(Vcc_max-C1580)*ILIM_FINAL_TOL,(Vcc_max-C1580)*($AE$13+IF(C1580>=$AE$8,$AE$7,0)+(IF(C1580>=$AE$6,C1580,0)/$AE$5)+IF(C1580>$AE$10,($AE$9/C1580),0)))","v":1.5011857624511766},1.5257338900371993,2.6504905138763482,0.45631165878523006,5.3062234254075413E-4,1.0670302898778683E-2,4.5494197828999106E-4,1.7640751234352265,0.12457382609734768,3.2626416113681111E-2,2.5341994009207003E-3,8.4784241858981702E-5,5.4160521798740646E-5,42.930413845045365,1.1766192295564388,1.1766121897222537,1.1886609147289005,0.21713885845333358,0.21713885845333358,0.21713885845333358,0.21713885845333358,null,null,27.749551219234359,null,null,8.9976825028968704E-6,0,0,0]
[1554,1.8006952491309383,9.0034762456546922,{"$f":"IF('Calculation Sheet'!$D$59=\"YES\",(Vcc_max-C1581)*ILIM_FINAL_TOL,(Vcc_max-C1581)*($AE$13+IF(C1581>=$AE$8,$AE$7,0)+(IF(C1581>=$AE$6,C1581,0)/$AE$5)+IF(C1581>$AE$10,($AE$9/C1581),0)))","v":1.4982888563030958},1.5228369844580139,2.6489159305110856,0.45640014086094571,5.3075900921717434E-4,1.067303699809341E-2,4.5406574707529401E-4,1.761178225699644,0.12460385934408369,3.2634682111328361E-2,2.5348514447207648E-3,8.4806083753496964E-5,5.4174474706902842E-5,42.916515276192307,1.1767018118942014,1.1766947732134136,1.1887414871670721,0.21718845374519113,0.21718845374519113,0.21718845374519113,0.21718845374519113,null,null,27.75004000264552,null,null,9.0034762456546916E-6,0,0,0]
[1555,1.8018539976825025,9.0092699884125143,{"$f":"IF('Calculation Sheet'!$D$59=\"YES\",(Vcc_max-C1582)*ILIM_FINAL_TOL,(Vcc_max-C1582)*($AE$13+IF(C1582>=$AE$8,$AE$7,0)+(IF(C1582>=$AE$6,C1582,0)/$AE$5)+IF(C1582>$AE$10,($AE$9/C1582),0)))","v":1.4953919500878796},1.5199400788116937,2.6473395355223572,0.4564883701278819,5.3089541205619817E-4,1.067576577850704E-2,4.5318951584061296E-4,1.7582813278713603,0.12463382873441198,3.2642931756796001E-2,2.5355022278310546E-3,8.4827883495952605E-5,5.4188400688381932E-5,42.902608968910165,1.176783636134318,1.1767765986124892,1.18882129197761,0.21723793523077073,0.21723793523077073,0.21723793523077073,0.21723793523077073,null,null,27.750527239215394,null,null,9.0092699884125146E-6,0,0,0]
[1556,1.8030127462340668,9.0150637311703345,{"$f":"IF('Calculation Sheet'!$D$59=\"YES\",(Vcc_max-C1583)*ILIM_FINAL_TOL,(Vcc_max-C1583)*($AE$13+IF(C1583>=$AE$8,$AE$7,0)+(IF(C1583>=$AE$6,C1583,0)/$AE$5)+IF(C1583>$AE$10,($AE$9/C1583),0)))","v":1.4924950438055298},1.5170431730982386,2.6457613313920514,0.45657634660744129,5.3103155105760358E-4,1.0678489240029121E-2,4.5231328458550379E-4,1.7553844299506571,0.1246637342697241,3.2651165050175734E-2,2.5361517502520137E-3,8.4849641086348626E-5,5.4202299743399962E-5,42.888694930941092,1.1768647024696612,1.17685766611235,1.1889003293584002,0.2172873029144653,0.2172873029144653,0.2172873029144653,0.2172873029144653,null,null,27.751012929126055,null,null,9.0150637311703342E-6,0,0,0]
[1557,1.8041714947856311,9.0208574739281566,{"$f":"IF('Calculation Sheet'!$D$59=\"YES\",(Vcc_max-C1584)*ILIM_FINAL_TOL,(Vcc_max-C1584)*($AE$13+IF(C1584>=$AE$8,$AE$7,0)+(IF(C1584>=$AE$6,C1584,0)/$AE$5)+IF(C1584>$AE$10,($AE$9/C1584),0)))","v":1.4895981374560439},1.5141462673176485,2.6441813205986566,0.45666407032102474,5.3116742622139057E-4,1.06812073826692E-2,4.5143705330996653E-4,1.7524875319378133,0.12469357595141206,3.2659381991559266E-2,2.5368000119840861E-3,8.4871356524907071E-5,5.4216171871734886E-5,42.874773170016724,1.1769450110930544,1.1769379759058163,1.1889785995072772,0.21733655680066799,0.21733655680066799,0.21733655680066799,0.21733655680066799,null,null,27.751497072559534,null,null,9.0208574739281572E-6,0,0,0]
[1558,1.8053302433371954,9.0266512166859769,{"$f":"IF('Calculation Sheet'!$D$59=\"YES\",(Vcc_max-C1585)*ILIM_FINAL_TOL,(Vcc_max-C1585)*($AE$13+IF(C1585>=$AE$8,$AE$7,0)+(IF(C1585>=$AE$6,C1585,0)/$AE$5)+IF(C1585>$AE$10,($AE$9/C1585),0)))","v":1.4867012310394241},1.5112493614699234,2.642599505617266,0.45675154129003137,5.3130303754778119E-4,1.0683920206437048E-2,4.5056082201422321E-4,1.7495906338331042,0.12472335378086719,3.2667582581038301E-2,2.537447013027716E-3,8.4893029811405896E-5,5.4230017073386705E-5,42.8608436938583,1.1770245621972719,1.1770175281856596,1.189056102622025,0.21738569689377152,0.21738569689377152,0.21738569689377152,0.21738569689377152,null,null,27.751979669697832,null,null,9.0266512166859768E-6,0,0,0]
[1559,1.8064889918887597,9.032444959443799,{"$f":"IF('Calculation Sheet'!$D$59=\"YES\",(Vcc_max-C1586)*ILIM_FINAL_TOL,(Vcc_max-C1586)*($AE$13+IF(C1586>=$AE$8,$AE$7,0)+(IF(C1586>=$AE$6,C1586,0)/$AE$5)+IF(C1586>$AE$10,($AE$9/C1586),0)))","v":1.4838043245556685},1.5083524555550636,2.6410158889195809,0.45683875953585829,5.3143838503655338E-4,1.0686627711342433E-2,4.4968459069827382E-4,1.7466937356368022,0.12475306775948125,3.2675766818704322E-2,2.5380927533835695E-3,8.49146609458451E-5,5.4243835348355418E-5,42.846906510176609,1.1771033559750388,1.1770963231446023,1.1891328389003761,0.21743472319816837,0.21743472319816837,0.21743472319816837,0.21743472319816837,null,null,27.752460720722894,null,null,9.0324449594437998E-6,0,0,0]
[1560,1.8076477404403242,9.0382387022016211,{"$f":"IF('Calculation Sheet'!$D$59=\"YES\",(Vcc_max-C1587)*ILIM_FINAL_TOL,(Vcc_max-C1587)*($AE$13+IF(C1587>=$AE$8,$AE$7,0)+(IF(C1587>=$AE$6,C1587,0)/$AE$5)+IF(C1587>$AE$10,($AE$9/C1587),0)))","v":1.4809074180047781},1.5054555495730684,2.6394304729739169,0.45692572507990104,5.3157346868792921E-4,1.0689329897394684E-2,4.4880835936189634E-4,1.7437968373491766,0.12478271788864559,3.2683934704649253E-2,2.5387372330523128E-3,8.4936249928446728E-5,5.4257626696641026E-5,42.832961626672038,1.1771813926190313,1.1771743609753176,1.1892088085400125,0.21748363571825102,0.21748363571825102,0.21748363571825102,0.21748363571825102,null,null,27.752940225816648,null,null,9.0382387022016211E-6,0,0,0]
[1561,1.8088064889918885,9.0440324449594431,{"$f":"IF('Calculation Sheet'!$D$59=\"YES\",(Vcc_max-C1588)*ILIM_FINAL_TOL,(Vcc_max-C1588)*($AE$13+IF(C1588>=$AE$8,$AE$7,0)+(IF(C1588>=$AE$6,C1588,0)/$AE$5)+IF(C1588>$AE$10,($AE$9/C1588),0)))","v":1.4780105113867523},1.5025586435239386,2.6378432602452082,0.45701243794355317,5.3170828850190865E-4,1.0692026764603568E-2,4.4793212800509075E-4,1.7408999389704949,0.12481230416975198,3.2692086238964579E-2,2.5393804520341678E-3,8.4957796758988735E-5,5.4271391118243528E-5,42.819009051034605,1.1772586723218768,1.1772516418704297,1.189284011738565,0.21753243445841153,0.21753243445841153,0.21753243445841153,0.21753243445841153,null,null,27.753418185160971,null,null,9.0440324449594424E-6,0,0,0]
[1562,1.8099652375434527,9.0498261877172652,{"$f":"IF('Calculation Sheet'!$D$59=\"YES\",(Vcc_max-C1589)*ILIM_FINAL_TOL,(Vcc_max-C1589)*($AE$13+IF(C1589>=$AE$8,$AE$7,0)+(IF(C1589>=$AE$6,C1589,0)/$AE$5)+IF(C1589>$AE$10,($AE$9/C1589),0)))","v":1.4751136047015923},1.4996617374076739,2.6362542531950117,0.45709889814820648,5.3184284447826968E-4,1.0694718312978857E-2,4.4705589662830114E-4,1.7380030405010201,0.12484182660419174,3.2700221421742004E-2,2.5400224103298008E-3,8.4979301437471122E-5,5.4285128613162925E-5,42.805048790943907,1.1773351952761533,1.1773281660225139,1.1893584486936133,0.21758111942304215,0.21758111942304215,0.21758111942304215,0.21758111942304215,null,null,27.753894598937705,null,null,9.0498261877172653E-6,0,0,0]
[1563,1.811123986095017,9.0556199304750855,{"$f":"IF('Calculation Sheet'!$D$59=\"YES\",(Vcc_max-C1590)*ILIM_FINAL_TOL,(Vcc_max-C1590)*($AE$13+IF(C1590>=$AE$8,$AE$7,0)+(IF(C1590>=$AE$6,C1590,0)/$AE$5)+IF(C1590>$AE$10,($AE$9/C1590),0)))","v":1.4722166979492977},1.4967648312242745,2.6346634542815117,0.45718510571525095,5.3197713661723434E-4,1.0697404542529876E-2,4.4617966523086139E-4,1.7351061419410128,0.12487128519335622,3.2708340253073009E-2,2.5406631079396558E-3,8.5000763964115933E-5,5.4298839181399217E-5,42.791080854069214,1.1774109616743897,1.1774039336240965,1.1894321196026865,0.2176296906165347,0.2176296906165347,0.2176296906165347,0.2176296906165347,null,null,27.754369467328655,null,null,9.0556199304750849E-6,0,0,0]
[1564,1.8122827346465813,9.0614136732329076,{"$f":"IF('Calculation Sheet'!$D$59=\"YES\",(Vcc_max-C1591)*ILIM_FINAL_TOL,(Vcc_max-C1591)*($AE$13+IF(C1591>=$AE$8,$AE$7,0)+(IF(C1591>=$AE$6,C1591,0)/$AE$5)+IF(C1591>$AE$10,($AE$9/C1591),0)))","v":1.4693197911298674},1.4938679249737401,2.6330708659595246,0.45727106066607481,5.3211116491880261E-4,1.0700085453266395E-2,4.4530343381343762E-4,1.732209243290731,0.12490067993863718,3.2716442733049522E-2,2.5413025448643989E-3,8.5022184338701123E-5,5.4312522822952403E-5,42.777105248069432,1.1774859717090667,1.1774789448676546,1.1895050246632626,0.21767814804328101,0.21767814804328101,0.21767814804328101,0.21767814804328101,null,null,27.754842790515589,null,null,9.0614136732329079E-6,0,0,0]
[1565,1.8134414831981456,9.0672074159907297,{"$f":"IF('Calculation Sheet'!$D$59=\"YES\",(Vcc_max-C1592)*ILIM_FINAL_TOL,(Vcc_max-C1592)*($AE$13+IF(C1592>=$AE$8,$AE$7,0)+(IF(C1592>=$AE$6,C1592,0)/$AE$5)+IF(C1592>$AE$10,($AE$9/C1592),0)))","v":1.4664228842433025},1.4909710186560707,2.6314764906805044,0.45735676302206452,5.3224492938297452E-4,1.0702761045198184E-2,4.4442720237536371E-4,1.7293123445504297,0.12493001084142574,3.2724528861763025E-2,2.5419407211044742E-3,8.5043562561226693E-5,5.4326179537822483E-5,42.763121980593098,1.177560225572615,1.1775531999456166,1.1895771640727686,0.21772649170767266,0.21772649170767266,0.21772649170767266,0.21772649170767266,null,null,27.75531456868023,null,null,9.0672074159907292E-6,0,0,0]
[1566,1.8146002317497099,9.07300115874855,{"$f":"IF('Calculation Sheet'!$D$59=\"YES\",(Vcc_max-C1593)*ILIM_FINAL_TOL,(Vcc_max-C1593)*($AE$13+IF(C1593>=$AE$8,$AE$7,0)+(IF(C1593>=$AE$6,C1593,0)/$AE$5)+IF(C1593>$AE$10,($AE$9/C1593),0)))","v":1.4635259772896032},1.4880741122712664,2.6298803308925454,0.45744221280460451,5.3237843000975005E-4,1.070543131833479E-2,4.4355097091730578E-4,1.7264154457203609,0.12495927790311345,3.2732598639305222E-2,2.5425776366603259E-3,8.5064898631692643E-5,5.4339809326009458E-5,42.749131059278504,1.1776337234574172,1.1776266990503621,1.1896485380285808,0.21777472161410083,0.21777472161410083,0.21777472161410083,0.21777472161410083,null,null,27.755784802004271,null,null,9.0730011587485505E-6,0,0,0]
[1567,1.8157589803012744,9.078794901506372,{"$f":"IF('Calculation Sheet'!$D$59=\"YES\",(Vcc_max-C1594)*ILIM_FINAL_TOL,(Vcc_max-C1594)*($AE$13+IF(C1594>=$AE$8,$AE$7,0)+(IF(C1594>=$AE$6,C1594,0)/$AE$5)+IF(C1594>$AE$10,($AE$9/C1594),0)))","v":1.4606290702687685},1.4851772058193267,2.6282823890403888,0.45752741003507769,5.325116667991292E-4,1.0708096272685763E-2,4.4267473943881974E-4,1.7235185468007734,0.12498848112509164,3.2740652065767817E-2,2.54321329153262E-3,8.5086192550321016E-5,5.4353412187735373E-5,42.735132491753554,1.1777064655558065,1.1776994423742213,1.1897191467280244,0.21782283776695688,0.21782283776695688,0.21782283776695688,0.21782283776695688,null,null,27.756253490669362,null,null,9.0787949015063718E-6,0,0,0]
[1568,1.8169177288528386,9.0845886442641941,{"$f":"IF('Calculation Sheet'!$D$59=\"YES\",(Vcc_max-C1595)*ILIM_FINAL_TOL,(Vcc_max-C1595)*($AE$13+IF(C1595>=$AE$8,$AE$7,0)+(IF(C1595>=$AE$6,C1595,0)/$AE$5)+IF(C1595>$AE$10,($AE$9/C1595),0)))","v":1.4577321631807985},1.4822802993002526,2.6266826675654267,0.45761235473486495,5.3264463975133403E-4,1.0710755908260872E-2,4.417985079399056E-4,1.7206216477919154,0.12501762050875165,3.2748689141242293E-2,2.5438476857218006E-3,8.5107444316889769E-5,5.4366988122778181E-5,42.721126285635897,1.1777784520600671,1.1777714301094755,1.1897889903683738,0.21787084017063174,0.21787084017063174,0.21787084017063174,0.21787084017063174,null,null,27.756720634857125,null,null,9.0845886442641948E-6,0,0,0]
[1569,1.8180764774044029,9.0903823870220162,{"$f":"IF('Calculation Sheet'!$D$59=\"YES\",(Vcc_max-C1596)*ILIM_FINAL_TOL,(Vcc_max-C1596)*($AE$13+IF(C1596>=$AE$8,$AE$7,0)+(IF(C1596>=$AE$6,C1596,0)/$AE$5)+IF(C1596>$AE$10,($AE$9/C1596),0)))","v":1.4548352560256941},1.4793833927140436,2.6250811689057052,0.45769704692534519,5.3277734886614248E-4,1.0713410225069664E-2,4.4092227642078541E-4,1.7177247486940299,0.12504669605548457,3.2756709865820577E-2,2.5444808192283119E-3,8.5128653931398901E-5,5.4380537131137885E-5,42.707112448532897,1.1778496831624345,1.1778426624483576,1.1898580691468528,0.21791872882951657,0.21791872882951657,0.21791872882951657,0.21791872882951657,null,null,27.757186234749124,null,null,9.0903823870220161E-6,0,0,0]
[1570,1.8192352259559672,9.0961761297798365,{"$f":"IF('Calculation Sheet'!$D$59=\"YES\",(Vcc_max-C1597)*ILIM_FINAL_TOL,(Vcc_max-C1597)*($AE$13+IF(C1597>=$AE$8,$AE$7,0)+(IF(C1597>=$AE$6,C1597,0)/$AE$5)+IF(C1597>$AE$10,($AE$9/C1597),0)))","v":1.4519383488034552},1.4764864860606997,2.623477895495931,0.45778148662789597,5.3290979414355455E-4,1.071605922312191E-2,4.4004604488145915E-4,1.7148278495073583,0.12507570776668175,3.276471423959415E-2,2.5451126920525979E-3,8.5149821394070457E-5,5.4394059212814483E-5,42.693090988041661,1.1779201590550952,1.1779131395830509,1.1899263832606337,0.21796650374800186,0.21796650374800186,0.21796650374800186,0.21796650374800186,null,null,27.757650290526904,null,null,9.0961761297798357E-6,0,0,0]
[1571,1.8203939745075315,9.1019698725376585,{"$f":"IF('Calculation Sheet'!$D$59=\"YES\",(Vcc_max-C1598)*ILIM_FINAL_TOL,(Vcc_max-C1598)*($AE$13+IF(C1598>=$AE$8,$AE$7,0)+(IF(C1598>=$AE$6,C1598,0)/$AE$5)+IF(C1598>$AE$10,($AE$9/C1598),0)))","v":1.4490414415140807},1.4735895793402209,2.6218728497674753,0.45786567386389276,5.3304197558379229E-4,1.0718702902426935E-2,4.3916981332170479E-4,1.7119309502321389,0.12510465564373452,3.2772702262654718E-2,2.5457433041953248E-3,8.5170946704682393E-5,5.4407554367807975E-5,42.679061911748995,1.1779898799301867,1.1779828617056902,1.1899939329068387,0.21801416493047809,0.21801416493047809,0.21801416493047809,0.21801416493047809,null,null,27.758112802371958,null,null,9.1019698725376586E-6,0,0,0]
[1572,1.8215527230590958,9.1077636152954806,{"$f":"IF('Calculation Sheet'!$D$59=\"YES\",(Vcc_max-C1599)*ILIM_FINAL_TOL,(Vcc_max-C1599)*($AE$13+IF(C1599>=$AE$8,$AE$7,0)+(IF(C1599>=$AE$6,C1599,0)/$AE$5)+IF(C1599>$AE$10,($AE$9/C1599),0)))","v":1.4461445341575712},1.4706926725526073,2.6202660341483774,0.45794960865470924,5.3317389318663366E-4,1.0721341262994732E-2,4.3829358174174438E-4,1.7090340508686079,0.12513353968803398,3.2780673935093985E-2,2.5463726556571586E-3,8.5192029863234708E-5,5.4421022596118362E-5,42.665025227231538,1.1780588459797978,1.1780518290083615,1.1900607182825389,0.21806171238133576,0.21806171238133576,0.21806171238133576,0.21806171238133576,null,null,27.758573770465748,null,null,9.1077636152954799E-6,0,0,0]
[1573,1.8227114716106601,9.1135573580533009,{"$f":"IF('Calculation Sheet'!$D$59=\"YES\",(Vcc_max-C1600)*ILIM_FINAL_TOL,(Vcc_max-C1600)*($AE$13+IF(C1600>=$AE$8,$AE$7,0)+(IF(C1600>=$AE$6,C1600,0)/$AE$5)+IF(C1600>$AE$10,($AE$9/C1600),0)))","v":1.4432476267339276},1.4677957656978586,2.6186574510633518,0.4580332910217173,5.333055469523007E-4,1.0723974304834627E-2,4.3741735014135585E-4,1.7061371514169987,0.12516235990097124,3.2788629257003432E-2,2.5470007464383215E-3,8.5213070869727403E-5,5.4434463897745644E-5,42.650980942055689,1.1781270573959686,1.1781200416831015,1.1901267395847546,0.2181091461049649,0.2181091461049649,0.2181091461049649,0.2181091461049649,null,null,27.759033194989708,null,null,9.1135573580533012E-6,0,0,0]
[1574,1.8238702201622243,9.119351100811123,{"$f":"IF('Calculation Sheet'!$D$59=\"YES\",(Vcc_max-C1601)*ILIM_FINAL_TOL,(Vcc_max-C1601)*($AE$13+IF(C1601>=$AE$8,$AE$7,0)+(IF(C1601>=$AE$6,C1601,0)/$AE$5)+IF(C1601>$AE$10,($AE$9/C1601),0)))","v":1.4403507192431484},1.464898858775975,2.6170471029337889,0.45811672098628697,5.3343693688079341E-4,1.0726602027956389E-2,4.3654111852053923E-4,1.703240251877542,0.12519111628393742,3.2796568228474987E-2,2.5476275765394796E-3,8.5234069724382522E-5,5.444787827268982E-5,42.636929063777586,1.17819451437069,1.1781874999218984,1.1901919970104551,0.21815646610575579,0.21815646610575579,0.21815646610575579,0.21815646610575579,null,null,27.759491076125215,null,null,9.1193511008111225E-6,0,0,0]
[1575,1.8250289687137888,9.1251448435689451,{"$f":"IF('Calculation Sheet'!$D$59=\"YES\",(Vcc_max-C1602)*ILIM_FINAL_TOL,(Vcc_max-C1602)*($AE$13+IF(C1602>=$AE$8,$AE$7,0)+(IF(C1602>=$AE$6,C1602,0)/$AE$5)+IF(C1602>$AE$10,($AE$9/C1602),0)))","v":1.437453811685234},1.462001951786956,2.6154349921777631,0.45819989856978671,5.3356806297211179E-4,1.0729224432369788E-2,4.3566488687973859E-4,1.7003433522504656,0.12521980883832384,3.2804490849600132E-2,2.5482531459612989E-3,8.525502642697802E-5,5.4461265720950891E-5,42.622869599943222,1.1782612170959039,1.1782542039166917,1.1902564907565591,0.21820367238809824,0.21820367238809824,0.21820367238809824,0.21820367238809824,null,null,27.75994741405362,null,null,9.1251448435689455E-6,0,0,0]
[1576,1.8261877172653531,9.1309385863267671,{"$f":"IF('Calculation Sheet'!$D$59=\"YES\",(Vcc_max-C1603)*ILIM_FINAL_TOL,(Vcc_max-C1603)*($AE$13+IF(C1603>=$AE$8,$AE$7,0)+(IF(C1603>=$AE$6,C1603,0)/$AE$5)+IF(C1603>$AE$10,($AE$9/C1603),0)))","v":1.4345569040601851},1.4591050447308027,2.6138211212100364,0.45828282379358265,5.3369892522603379E-4,1.0731841518084151E-2,4.3478865521850985E-4,1.6974464525359962,0.1252484375655214,3.2812397120470349E-2,2.5488774547040016E-3,8.5275940977513898E-5,5.4474626242528856E-5,42.608802558088378,1.1783271657635037,1.1783201538593715,1.1903202210199346,0.21825076495638185,0.21825076495638185,0.21825076495638185,0.21825076495638185,null,null,27.760402208956229,null,null,9.1309385863267668E-6,0,0,0]
[1577,1.8273464658169174,9.1367323290845874,{"$f":"IF('Calculation Sheet'!$D$59=\"YES\",(Vcc_max-C1604)*ILIM_FINAL_TOL,(Vcc_max-C1604)*($AE$13+IF(C1604>=$AE$8,$AE$7,0)+(IF(C1604>=$AE$6,C1604,0)/$AE$5)+IF(C1604>$AE$10,($AE$9/C1604),0)))","v":1.4316599963680019},1.4562081376075144,2.6122054924420608,0.4583654966790397,5.3382952364278147E-4,1.0734453285109469E-2,4.33912423536853E-4,1.6945495527343566,0.12527700246692119,3.2820287041177565E-2,2.5495005027682538E-3,8.5296813376212199E-5,5.4487959837423716E-5,42.594727945738711,1.1783923605653341,1.1783853499417796,1.1903831879973987,0.218297743814996,0.218297743814996,0.218297743814996,0.218297743814996,null,null,27.760855461014316,null,null,9.1367323290845881E-6,0,0,0]
[1578,1.8285052143684817,9.1425260718424095,{"$f":"IF('Calculation Sheet'!$D$59=\"YES\",(Vcc_max-C1605)*ILIM_FINAL_TOL,(Vcc_max-C1605)*($AE$13+IF(C1605>=$AE$8,$AE$7,0)+(IF(C1605>=$AE$6,C1605,0)/$AE$5)+IF(C1605>$AE$10,($AE$9/C1605),0)))","v":1.4287630886086831},1.4533112304170914,2.610588108281986,0.45844791724752054,5.3395985822235481E-4,1.0737059733455068E-2,4.3303619183499009E-4,1.6916526528457674,0.12530550354391412,3.2828160611813262E-2,2.5501222901547216E-3,8.5317643622850881E-5,5.4501266505635471E-5,42.580645770409674,1.1784568016931904,1.1784497923557085,1.1904453918857179,0.2183446089683303,0.2183446089683303,0.2183446089683303,0.2183446089683303,null,null,27.761307170409115,null,null,9.1425260718424094E-6,0,0,0]
[1579,1.829663962920046,9.1483198146002316,{"$f":"IF('Calculation Sheet'!$D$59=\"YES\",(Vcc_max-C1606)*ILIM_FINAL_TOL,(Vcc_max-C1606)*($AE$13+IF(C1606>=$AE$8,$AE$7,0)+(IF(C1606>=$AE$6,C1606,0)/$AE$5)+IF(C1606>$AE$10,($AE$9/C1606),0)))","v":1.425866180782229},1.4504143231595334,2.608968971134662,0.45853008552038632,5.3408992896497587E-4,1.0739660863130718E-2,4.3215996011292113E-4,1.6887557528704469,0.12533394079789129,3.2836017832469144E-2,2.550742816863627E-3,8.5338431717429941E-5,5.451454624716412E-5,42.566556039606645,1.1785204893388197,1.1785134812929023,1.1905068328816077,0.21839136042077389,0.21839136042077389,0.21839136042077389,0.21839136042077389,null,null,27.761757337321818,null,null,9.1483198146002323E-6,0,0,0]
[1580,1.8308227114716102,9.1541135573580519,{"$f":"IF('Calculation Sheet'!$D$59=\"YES\",(Vcc_max-C1607)*ILIM_FINAL_TOL,(Vcc_max-C1607)*($AE$13+IF(C1607>=$AE$8,$AE$7,0)+(IF(C1607>=$AE$6,C1607,0)/$AE$5)+IF(C1607>$AE$10,($AE$9/C1607),0)))","v":1.4229692728886414},1.4475174158348403,2.6073480834016438,0.45861200151899628,5.342197358704226E-4,1.0742256674145967E-2,4.3128372837042406E-4,1.6858588528086114,0.12536231423024358,3.2843858703236917E-2,2.5513620828956363E-3,8.5359177659949381E-5,5.4527799062009663E-5,42.55245876082477,1.1785834236939201,1.1785764169450565,1.1905675111817335,0.21843799817671572,0.21843799817671572,0.21843799817671572,0.21843799817671572,null,null,27.762205961933585,null,null,9.1541135573580519E-6,0,0,0]
[1581,1.8319814600231745,9.159907300115874,{"$f":"IF('Calculation Sheet'!$D$59=\"YES\",(Vcc_max-C1608)*ILIM_FINAL_TOL,(Vcc_max-C1608)*($AE$13+IF(C1608>=$AE$8,$AE$7,0)+(IF(C1608>=$AE$6,C1608,0)/$AE$5)+IF(C1608>$AE$10,($AE$9/C1608),0)))","v":1.4200723649279177},1.4446205084430124,2.6057254474811966,0.45869366526470778,5.3434927893869499E-4,1.0744847166510585E-2,4.3040749660749889E-4,1.6829619526604742,0.12539062384236188,3.2851683224208283E-2,2.5519800882514154E-3,8.5379881450631245E-5,5.4541024950394146E-5,42.53835394154919,1.1786456049501408,1.1786385995038173,1.1906274269827093,0.21848452224054449,0.21848452224054449,0.21848452224054449,0.21848452224054449,null,null,27.762653044425541,null,null,9.1599073001158732E-6,0,0,0]
[1582,1.8331402085747388,9.165701042873696,{"$f":"IF('Calculation Sheet'!$D$59=\"YES\",(Vcc_max-C1609)*ILIM_FINAL_TOL,(Vcc_max-C1609)*($AE$13+IF(C1609>=$AE$8,$AE$7,0)+(IF(C1609>=$AE$6,C1609,0)/$AE$5)+IF(C1609>$AE$10,($AE$9/C1609),0)))","v":1.4171754569000592},1.4417236009840495,2.6041010657683001,0.45877507677887641,5.3447855816979306E-4,1.074743234023412E-2,4.2953126482436765E-4,1.6800650524262466,0.12541886963563709,3.2859491395474727E-2,2.5525968329311866E-3,8.5400543089253489E-5,5.4554223912095523E-5,42.524241589254892,1.1787070332990823,1.1787000291607823,1.1906865804810987,0.21853093261664913,0.21853093261664913,0.21853093261664913,0.21853093261664913,null,null,27.763098584978756,null,null,9.1657010428736962E-6,0,0,0]
[1583,1.8342989571263033,9.1714947856315181,{"$f":"IF('Calculation Sheet'!$D$59=\"YES\",(Vcc_max-C1610)*ILIM_FINAL_TOL,(Vcc_max-C1610)*($AE$13+IF(C1610>=$AE$8,$AE$7,0)+(IF(C1610>=$AE$6,C1610,0)/$AE$5)+IF(C1610>$AE$10,($AE$9/C1610),0)))","v":1.4142785488050658},1.4388266934579512,2.6024749406546515,0.45885623608285608,5.3460757356393884E-4,1.0750012195326342E-2,4.2865503302103036E-4,1.6771681521061368,0.12544705161146008,3.2867283217127952E-2,2.5532123169356158E-3,8.5421162575816112E-5,5.4567395947113795E-5,42.510121711406796,1.1787677089322965,1.1787607061075005,1.1907449718734147,0.21857722930941814,0.21857722930941814,0.21857722930941814,0.21857722930941814,null,null,27.763542583774289,null,null,9.1714947856315175E-6,0,0,0]
[1584,1.8354577056778676,9.1772885283893384,{"$f":"IF('Calculation Sheet'!$D$59=\"YES\",(Vcc_max-C1611)*ILIM_FINAL_TOL,(Vcc_max-C1611)*($AE$13+IF(C1611>=$AE$8,$AE$7,0)+(IF(C1611>=$AE$6,C1611,0)/$AE$5)+IF(C1611>$AE$10,($AE$9/C1611),0)))","v":1.411381640642938},1.4359297858647186,2.6008470745286729,0.45893714319799861,5.3473632512091029E-4,1.0752586731796576E-2,4.2777880119726497E-4,1.6742712517003526,0.12547516977122175,3.2875058689259662E-2,2.5538265402653693E-3,8.5441739910319114E-5,5.4580541055448961E-5,42.495994315459761,1.1788276320412865,1.178820630535472,1.1908026013561193,0.21862341232323956,0.21862341232323956,0.21862341232323956,0.21862341232323956,null,null,27.763985040993134,null,null,9.1772885283893388E-6,0,0,0]
[1585,1.8366164542294319,9.1830822711471605,{"$f":"IF('Calculation Sheet'!$D$59=\"YES\",(Vcc_max-C1612)*ILIM_FINAL_TOL,(Vcc_max-C1612)*($AE$13+IF(C1612>=$AE$8,$AE$7,0)+(IF(C1612>=$AE$6,C1612,0)/$AE$5)+IF(C1612>$AE$10,($AE$9/C1612),0)))","v":1.4084847324136749},1.4330328782043511,2.5992174697755135,0.45901779814565424,5.3486481284092946E-4,1.0755155949654815E-2,4.2690256935329352E-4,1.6713743512090977,0.12550322411631276,3.2882817811961562E-2,2.554439502920669E-3,8.5462275092984541E-5,5.4593659237101022E-5,42.481859408858547,1.1788868028175064,1.1788798026361484,1.1908594691256245,0.21866948166250189,0.21866948166250189,0.21866948166250189,0.21866948166250189,null,null,27.764425956816261,null,null,9.1830822711471601E-6,0,0,0]
[1586,1.8377752027809962,9.1888760139049825,{"$f":"IF('Calculation Sheet'!$D$59=\"YES\",(Vcc_max-C1613)*ILIM_FINAL_TOL,(Vcc_max-C1613)*($AE$13+IF(C1613>=$AE$8,$AE$7,0)+(IF(C1613>=$AE$6,C1613,0)/$AE$5)+IF(C1613>$AE$10,($AE$9/C1613),0)))","v":1.4055878241172766},1.4301359704768486,2.5975861287770545,0.45909820094717135,5.3499303672399634E-4,1.0757719848910385E-2,4.2602633748889396E-4,1.6684774506325741,0.125531214648124,3.2890560585325135E-2,2.5550512049021812E-3,8.5482768123590347E-5,5.4606750492069978E-5,42.467716999037918,1.1789452214523619,1.1789382226009322,1.190915575378291,0.21871543733159293,0.21871543733159293,0.21871543733159293,0.21871543733159293,null,null,27.764865331424605,null,null,9.1888760139049831E-6,0,0,0]
[1587,1.8389339513325604,9.1946697566628028,{"$f":"IF('Calculation Sheet'!$D$59=\"YES\",(Vcc_max-C1614)*ILIM_FINAL_TOL,(Vcc_max-C1614)*($AE$13+IF(C1614>=$AE$8,$AE$7,0)+(IF(C1614>=$AE$6,C1614,0)/$AE$5)+IF(C1614>$AE$10,($AE$9/C1614),0)))","v":1.4026909157537446},1.4272390626822111,2.5959530539119147,0.45917835162389653,5.3512099677011093E-4,1.0760278429573056E-2,4.2515010560428834E-4,1.6655805499709817,0.12555914136804613,3.2898287009442084E-2,2.5556616462105719E-3,8.5503219002136532E-5,5.4619814820355828E-5,42.453567093422613,1.1790028881372099,1.1789958906211775,1.1909709203104291,0.21876127933490053,0.21876127933490053,0.21876127933490053,0.21876127933490053,null,null,27.76530316499905,null,null,9.1946697566628027E-6,0,0,0]
[1588,1.8400926998841247,9.2004634994206249,{"$f":"IF('Calculation Sheet'!$D$59=\"YES\",(Vcc_max-C1615)*ILIM_FINAL_TOL,(Vcc_max-C1615)*($AE$13+IF(C1615>=$AE$8,$AE$7,0)+(IF(C1615>=$AE$6,C1615,0)/$AE$5)+IF(C1615>$AE$10,($AE$9/C1615),0)))","v":1.3997940073230764},1.4243421548204389,2.5943182475554529,0.45925825019717448,5.352486929790512E-4,1.0762831691652597E-2,4.2427387369947667E-4,1.6626836492245181,0.12558700427747005,3.2905997084404115E-2,2.5562708268462853E-3,8.5523627728623097E-5,5.4632852221958572E-5,42.439409699427301,1.1790598030633586,1.1790528068881898,1.1910255041182987,0.21880700767681249,0.21880700767681249,0.21880700767681249,0.21880700767681249,null,null,27.765739457720453,null,null,9.2004634994206256E-6,0,0,0]
[1589,1.841251448435689,9.206257242178447,{"$f":"IF('Calculation Sheet'!$D$59=\"YES\",(Vcc_max-C1616)*ILIM_FINAL_TOL,(Vcc_max-C1616)*($AE$13+IF(C1616>=$AE$8,$AE$7,0)+(IF(C1616>=$AE$6,C1616,0)/$AE$5)+IF(C1616>$AE$10,($AE$9/C1616),0)))","v":1.3968970988252736},1.4214452468915317,2.5926817120797749,0.45933789668834824,5.3537612535103918E-4,1.0765379635158334E-2,4.2339764177423689E-4,1.6597867483933788,0.12561480337778619,3.2913690810302931E-2,2.5568787468097653E-3,8.5543994303272086E-5,5.4645862696878211E-5,42.425244824456705,1.1791159664220676,1.1791089715932257,1.1910793269981088,0.21885262236171621,0.21885262236171621,0.21885262236171621,0.21885262236171621,null,null,27.766174209769641,null,null,9.2062572421784469E-6,0,0,0]
[1590,1.8424101969872535,9.2120509849362691,{"$f":"IF('Calculation Sheet'!$D$59=\"YES\",(Vcc_max-C1617)*ILIM_FINAL_TOL,(Vcc_max-C1617)*($AE$13+IF(C1617>=$AE$8,$AE$7,0)+(IF(C1617>=$AE$6,C1617,0)/$AE$5)+IF(C1617>$AE$10,($AE$9/C1617),0)))","v":1.3940001902603356},1.4185483388954891,2.5910434498537356,0.45941729111875895,5.3550329388607487E-4,1.0767922260100038E-2,4.2252140982856901E-4,1.6568898474777565,0.12564253867038522,3.2921368187230016E-2,2.5574854061014562E-3,8.5564318725861455E-5,5.4658846245114745E-5,42.411072475905534,1.1791713784045479,1.1791643849274933,1.1911323891460182,0.21889812339399883,0.21889812339399883,0.21889812339399883,0.21889812339399883,null,null,27.766607421327386,null,null,9.2120509849362682E-6,0,0,0]
[1591,1.8435689455388178,9.2178447276940911,{"$f":"IF('Calculation Sheet'!$D$59=\"YES\",(Vcc_max-C1618)*ILIM_FINAL_TOL,(Vcc_max-C1618)*($AE$13+IF(C1618>=$AE$8,$AE$7,0)+(IF(C1618>=$AE$6,C1618,0)/$AE$5)+IF(C1618>$AE$10,($AE$9/C1618),0)))","v":1.3911032816282629},1.415651430832312,2.5894034632429452,0.45949643350974578,5.3563019858415828E-4,1.0770459566487478E-2,4.2164517786269506E-4,1.6539929464778433,0.1256702101566578,3.2929029215277072E-2,2.5580908047220241E-3,8.5584600996391202E-5,5.4671802866668173E-5,42.396892661158518,1.1792260392019616,1.1792190470821518,1.1911846907581345,0.21894351077804775,0.21894351077804775,0.21894351077804775,0.21894351077804775,null,null,27.767039092574421,null,null,9.2178447276940912E-6,0,0,0]
[1592,1.8447276940903821,9.2236384704519114,{"$f":"IF('Calculation Sheet'!$D$59=\"YES\",(Vcc_max-C1619)*ILIM_FINAL_TOL,(Vcc_max-C1619)*($AE$13+IF(C1619>=$AE$8,$AE$7,0)+(IF(C1619>=$AE$6,C1619,0)/$AE$5)+IF(C1619>$AE$10,($AE$9/C1619),0)))","v":1.3882063729290561},1.4127545227020002,2.5877617546097724,0.45957532388264644,5.3575683944551145E-4,1.0772991554330202E-2,4.2076894587661506E-4,1.6510960453938279,0.12569781783799461,3.2936673894535806E-2,2.558694942671913E-3,8.560484111486133E-5,5.4684732561538496E-5,42.38270538759047,1.1792799490054222,1.1792729582483119,1.1912362320305154,0.21898878451824988,0.21898878451824988,0.21898878451824988,0.21898878451824988,null,null,27.767469223691464,null,null,9.2236384704519108E-6,0,0,0]
[1593,1.8458864426419463,9.2294322132097335,{"$f":"IF('Calculation Sheet'!$D$59=\"YES\",(Vcc_max-C1620)*ILIM_FINAL_TOL,(Vcc_max-C1620)*($AE$13+IF(C1620>=$AE$8,$AE$7,0)+(IF(C1620>=$AE$6,C1620,0)/$AE$5)+IF(C1620>$AE$10,($AE$9/C1620),0)))","v":1.3853094641627137},1.4098576145045534,2.5861183263133496,0.45965396225879662,5.3588321646991233E-4,1.0775518223637759E-2,4.1989271387010696E-4,1.6481991442258974,0.12572536171578608,3.2944302225097699E-2,2.559297819951567E-3,8.5625039081493881E-5,5.4697635329725713E-5,42.368510662566216,1.1793331080059948,1.1793261186170358,1.1912870131591677,0.21903394461899195,0.21903394461899195,0.21903394461899195,0.21903394461899195,null,null,27.767897814859168,null,null,9.2294322132097338E-6,0,0,0]
[1594,1.8470451911935106,9.2352259559675538,{"$f":"IF('Calculation Sheet'!$D$59=\"YES\",(Vcc_max-C1621)*ILIM_FINAL_TOL,(Vcc_max-C1621)*($AE$13+IF(C1621>=$AE$8,$AE$7,0)+(IF(C1621>=$AE$6,C1621,0)/$AE$5)+IF(C1621>$AE$10,($AE$9/C1621),0)))","v":1.382412555329237},1.4069607062399716,2.5844731807095771,0.45973234865953017,5.3600932965736092E-4,1.0778039574419918E-2,4.190164818433928E-4,1.6453022429742363,0.12575284179142288,3.2951914207054456E-2,2.5598994365616523E-3,8.5645194896066812E-5,5.4710511171229825E-5,42.354308493440627,1.1793855163946956,1.179378528379337,1.1913370343400476,0.21907899108466067,0.21907899108466067,0.21907899108466067,0.21907899108466067,null,null,27.768324866258165,null,null,9.2352259559675534E-6,0,0,0]
[1595,1.8482039397450749,9.2410196987253759,{"$f":"IF('Calculation Sheet'!$D$59=\"YES\",(Vcc_max-C1622)*ILIM_FINAL_TOL,(Vcc_max-C1622)*($AE$13+IF(C1622>=$AE$8,$AE$7,0)+(IF(C1622>=$AE$6,C1622,0)/$AE$5)+IF(C1622>$AE$10,($AE$9/C1622),0)))","v":1.3795156464286245},1.4040637979082551,2.5828263201511277,0.45981048310617922,5.3613517900807928E-4,1.0780555606686226E-2,4.1814024979625053E-4,1.6424053416390278,0.12578025806629523,3.295950984049778E-2,2.5604997925026129E-3,8.5665308558580122E-5,5.4723360086050832E-5,42.340098887558703,1.1794371743624925,1.1794301877261804,1.1913862957690611,0.21912392391964253,0.21912392391964253,0.21912392391964253,0.21912392391964253,null,null,27.76875037806904,null,null,9.2410196987253764E-6,0,0,0]
[1596,1.8493626882966392,9.2468134414831979,{"$f":"IF('Calculation Sheet'!$D$59=\"YES\",(Vcc_max-C1623)*ILIM_FINAL_TOL,(Vcc_max-C1623)*($AE$13+IF(C1623>=$AE$8,$AE$7,0)+(IF(C1623>=$AE$6,C1623,0)/$AE$5)+IF(C1623>$AE$10,($AE$9/C1623),0)))","v":1.3766187374608774},1.4011668895094036,2.5811777469874508,0.45988836562007407,5.3626076452184535E-4,1.0783066320446233E-2,4.172640177289022E-4,1.6395084402204527,0.12580761054179379,3.2967089125519378E-2,2.5610988877751151E-3,8.5685380069033812E-5,5.4736182074188733E-5,42.325881852255542,1.1794880821003046,1.1794810968484821,1.1914347976420634,0.2191687431283238,0.2191687431283238,0.2191687431283238,0.2191687431283238,null,null,27.769174350472348,null,null,9.2468134414831977E-6,0,0,0]
[1597,1.8505214368482035,9.2526071842410182,{"$f":"IF('Calculation Sheet'!$D$59=\"YES\",(Vcc_max-C1624)*ILIM_FINAL_TOL,(Vcc_max-C1624)*($AE$13+IF(C1624>=$AE$8,$AE$7,0)+(IF(C1624>=$AE$6,C1624,0)/$AE$5)+IF(C1624>$AE$10,($AE$9/C1624),0)))","v":1.3737218284259958},1.3982699810434172,2.5795274635647769,0.45996599622254331,5.3638608619888117E-4,1.0785571715709708E-2,4.1638778564112577E-4,1.6366115387186899,0.12583489921930902,3.297465206221073E-2,2.5616967223793807E-3,8.5705409427649926E-5,5.4748977135643528E-5,42.311657394856304,1.1795382397990024,1.1795312559371101,1.1914825401548592,0.21921344871509074,0.21921344871509074,0.21921344871509074,0.21921344871509074,null,null,27.769596783648616,null,null,9.2526071842410189E-6,0,0,0]
[1598,1.851680185399768,9.2584009269988421,{"$f":"IF('Calculation Sheet'!$D$59=\"YES\",(Vcc_max-C1625)*ILIM_FINAL_TOL,(Vcc_max-C1625)*($AE$13+IF(C1625>=$AE$8,$AE$7,0)+(IF(C1625>=$AE$6,C1625,0)/$AE$5)+IF(C1625>$AE$10,($AE$9/C1625),0)))","v":1.3708249193239779},1.3953730725102953,2.5778754722261219,0.46004337493491365,5.3651114403896472E-4,1.0788071792486198E-2,4.1551155353314329E-4,1.6337146371339157,0.12586212410023134,3.2982198650663541E-2,2.5622932963160761E-3,8.5725396634206419E-5,5.4761745270415219E-5,42.297425522676313,1.179587647649408,1.1795806651828835,1.1915295235032031,0.21925804068432919,0.21925804068432919,0.21925804068432919,0.21925804068432919,null,null,27.770017677778299,null,null,9.2584009269988419E-6,0,0,0]
[1599,1.8528389339513323,9.2641946697566624,{"$f":"IF('Calculation Sheet'!$D$59=\"YES\",(Vcc_max-C1626)*ILIM_FINAL_TOL,(Vcc_max-C1626)*($AE$13+IF(C1626>=$AE$8,$AE$7,0)+(IF(C1626>=$AE$6,C1626,0)/$AE$5)+IF(C1626>$AE$10,($AE$9/C1626),0)))","v":1.3679280101548266},1.3924761639100389,2.5762217753112928,0.46012050177850972,5.3663593804231802E-4,1.0790566550785474E-2,4.1463532140495474E-4,1.630817735466306,0.12588928518595099,3.2989728890969516E-2,2.5628886095858672E-3,8.5745341688703292E-5,5.4774486478503803E-5,42.283186243020999,1.179636305842295,1.1796293247765728,1.1915757478827989,0.21930251904042497,0.21930251904042497,0.21930251904042497,0.21930251904042497,null,null,27.770437033041844,null,null,9.2641946697566632E-6,0,0,0]
[1600,{"$f":"($AE$11/2000)*(A1627)","v":1.8539976825028965},{"$f":"$AE$13*B1627*10^-3/($AE$4*10^-6)","v":9.2699884125144845},{"$f":"IF('Calculation Sheet'!$D$59=\"YES\",(Vcc_max-C1627)*ILIM_FINAL_TOL,(Vcc_max-C1627)*($AE$13+IF(C1627>=$AE$8,$AE$7,0)+(IF(C1627>=$AE$6,C1627,0)/$AE$5)+IF(C1627>$AE$10,($AE$9/C1627),0)))","v":1.3650311009185399},1.3895792552426478,2.5745663751568895,0.46019737677465478,5.3676046820894108E-4,1.0793055990617084E-2,4.1375908925633809E-4,1.6279208337160336,0.12591638247785841,3.2997242783220138E-2,2.5634826621891982E-3,8.5765244591140544E-5,5.4787200759909283E-5,42.26893956318596,1.1796842145683879,1.1796772349089,1.1916212134892998,0.21934688378776368,0.21934688378776368,0.21934688378776368,0.21934688378776368,null,null,27.770854849619649,null,null,{"$f":"IF(C1627>=$AE$6,C1627,0)/$AE$5","v":9.2699884125144845E-6},{"$f":"IF(C1627>=$AE$8,$AE$7,0)","v":0},{"$f":"IF(C1627>$AE$10,($AE$9/C1627),0)","v":0},{"$f":"(Q1627-AA1627)*IF((Vcc_max-C1627)>$F$4,1,0)","v":0}]
[1601,1.8551564310544608,9.2757821552723048,{"$f":"IF('Calculation Sheet'!$D$59=\"YES\",(Vcc_max-C1628)*ILIM_FINAL_TOL,(Vcc_max-C1628)*($AE$13+IF(C1628>=$AE$8,$AE$7,0)+(IF(C1628>=$AE$6,C1628,0)/$AE$5)+IF(C1628>$AE$10,($AE$9/C1628),0)))","v":1.3621341916151188},{"$f":"(D1627+((((EXP(-(B1628-B1627)*10^-3/$F$14)))*(E1627-D1627))))","v":1.3866823465081217},{"$f":"(D1627+((((EXP(-(B1628-B1627)*10^-3/$F$15)))*(F1627-D1627))))","v":2.572909274096312},{"$f":"(D1627+((((EXP(-(B1628-B1627)*10^-3/$F$16)))*(G1627-D1627))))","v":0.46027399994467011},{"$f":"(D1627+((((EXP(-(B1628-B1627)*10^-3/$F$17)))*(H1627-D1627))))","v":5.368847345388339E-4},{"$f":"(D1627+((((EXP(-(B1628-B1627)*10^-3/$F$18)))*(I1627-D1627))))","v":1.0795540111990576E-2},{"$f":"(D1627+((((EXP(-(B1628-B1627)*10^-3/$F$19)))*(JX1627-D1627))))","v":4.1288285708729333E-4},{"$f":"(D1627+((((EXP(-(B1628-B1627)*10^-3/$F$20)))*(K1627-D1627))))","v":1.6250239318832693},{"$f":"(D1627+((((EXP(-(B1628-B1627)*10^-3/$F$21)))*(L1627-D1627))))","v":0.12594341597734382},{"$f":"(D1627+((((EXP(-(B1628-B1627)*10^-3/$F$22)))*(M1627-D1627))))","v":3.3004740327507331E-2},2.5640754541265132E-3,8.578510534174022E-5,5.4799888114631656E-5,42.25468549045695,{"$f":"(D1627+((((EXP(-(B1628-B1627)*10^-3/$B$14)))*(R1627-D1627))))","v":1.1797313740183635},{"$f":"(D1627+((((EXP(-(B1628-B1627)*10^-3/$B$15)))*(S1627-D1627))))","v":1.1797243957705388},{"$f":"(D1627+((((EXP(-(B1628-B1627)*10^-3/$B$16)))*(T1627-D1627))))","v":1.1916659205183091},{"$f":"(D1627+((((EXP(-(B1628-B1627)*10^-3/$B$17)))*(U1627-D1627))))","v":0.2193911349307307},{"$f":"(D1627+((((EXP(-(B1628-B1627)*10^-3/$B$18)))*(V1627-D1627))))","v":0.2193911349307307},0.2193911349307307,0.2193911349307307,null,null,27.771271127692085,null,null,9.2757821552723041E-6,0,0,0]
[1602,1.8563151796060251,9.2815758980301268,{"$f":"IF('Calculation Sheet'!$D$59=\"YES\",(Vcc_max-C1629)*ILIM_FINAL_TOL,(Vcc_max-C1629)*($AE$13+IF(C1629>=$AE$8,$AE$7,0)+(IF(C1629>=$AE$6,C1629,0)/$AE$5)+IF(C1629>$AE$10,($AE$9/C1629),0)))","v":1.3592372822445622},1.3837854377064607,2.5712504744597622,0.46035037130987511,5.3700873703199647E-4,1.0798018914915719E-2,4.1200662489804252E-4,1.6221270299681825,0.12597038568579744,3.301222152392258E-2,{"$f":"(D1628+((((EXP(-(B1629-B1628)*10^-3/$F$23)))*(N1628-D1628))))","v":2.5646669853982562E-3},{"$f":"(D1628+((((EXP(-(B1629-B1628)*10^-3/$F$24)))*(O1628-D1628))))","v":8.5804923940280275E-5},{"$f":"(D1628+((((EXP(-(B1629-B1628)*10^-3/$F$25)))*(P1628-D1628))))","v":5.4812548542670925E-5},{"$f":"$C$6+(E1629*$G$14)+(F1629*$G$15)+(G1629*$G$16)+(H1629*$G$17)+(I1629*$G$18)+(J1629*$G$19)+(K1629*$G$20)+(L1629*$G$21)+(M1629*$G$22)","v":42.240424032109892},1.1797777843828494,1.1797708075521141,1.1917098691653791,0.21943527247371142,0.21943527247371142,{"$f":"(D1628+((((EXP(-(B1629-B1628)*10^-3/$B$19)))*(W1628-D1628))))","v":0.21943527247371142},{"$f":"(D1628+((((EXP(-(B1629-B1628)*10^-3/$B$20)))*(X1628-D1628))))","v":0.21943527247371142},null,null,{"$f":"$C$6+(R1629*$C$14)+(S1629*$C$15)+(T1629*$C$16)+(U1629*$C$17)+(V1629*$C$18)+(W1629*$C$19)+(X1629*$C$20)","v":27.771685867439469},null,null,9.2815758980301271E-6,0,0,0]
[1603,1.8574739281575894,9.2873696407879489,{"$f":"IF('Calculation Sheet'!$D$59=\"YES\",(Vcc_max-C1630)*ILIM_FINAL_TOL,(Vcc_max-C1630)*($AE$13+IF(C1630>=$AE$8,$AE$7,0)+(IF(C1630>=$AE$6,C1630,0)/$AE$5)+IF(C1630>$AE$10,($AE$9/C1630),0)))","v":1.3563403728068704},1.3808885288376647,2.5695899785742506,0.46042649089158749,5.3713247568842881E-4,1.0800492399402062E-2,4.1113039268858564E-4,1.6192301279709402,0.12599729160460971,3.3019686372557366E-2,2.5652572560050935E-3,8.5824700386760711E-5,5.4825182044027088E-5,42.226155195410918,1.1798234458524253,1.1798164704442025,1.1917530596260122,0.21947929642109099,0.21947929642109099,0.21947929642109099,0.21947929642109099,null,null,27.772099069042095,null,null,9.2873696407879484E-6,0,0,0]
[1604,1.8586326767091537,9.2931633835457692,{"$f":"IF('Calculation Sheet'!$D$59=\"YES\",(Vcc_max-C1631)*ILIM_FINAL_TOL,(Vcc_max-C1631)*($AE$13+IF(C1631>=$AE$8,$AE$7,0)+(IF(C1631>=$AE$6,C1631,0)/$AE$5)+IF(C1631>$AE$10,($AE$9/C1631),0)))","v":1.3534434633020445},1.3779916199017339,2.567927788763599,0.46050235871112311,5.3725595050813091E-4,1.0802960565459374E-2,4.1025416045870067E-4,1.6163332258917085,0.12602413373517085,3.3027134873503394E-2,2.565846265947469E-3,8.5844434681181525E-5,5.4837788618700145E-5,42.211878987616338,1.1798683586176217,1.179861384637332,1.1917954920956597,0.21952320677725412,0.21952320677725412,0.21952320677725412,0.21952320677725412,null,null,27.772510732680203,null,null,9.2931633835457697E-6,0,0,0]
[1605,1.8597914252607179,9.2989571263035895,{"$f":"IF('Calculation Sheet'!$D$59=\"YES\",(Vcc_max-C1632)*ILIM_FINAL_TOL,(Vcc_max-C1632)*($AE$13+IF(C1632>=$AE$8,$AE$7,0)+(IF(C1632>=$AE$6,C1632,0)/$AE$5)+IF(C1632>$AE$10,($AE$9/C1632),0)))","v":1.350546553730084},1.3750947108986682,2.5662639073484454,0.4605779747897959,5.3737916149110276E-4,1.0805423413096982E-2,4.0937792820860963E-4,1.6134363237306506,0.12605091207887087,3.3034567026852368E-2,2.566434015226049E-3,8.5864126823542719E-5,5.4850368266690097E-5,42.197595415972678,1.1799125228689213,1.1799055503219822,1.1918371667697234,0.21956700354658576,0.21956700354658576,0.21956700354658576,0.21956700354658576,null,null,27.772920858534015,null,null,9.2989571263035893E-6,0,0,0]
[1606,1.8609501738122824,9.3047508690614134,{"$f":"IF('Calculation Sheet'!$D$59=\"YES\",(Vcc_max-C1633)*ILIM_FINAL_TOL,(Vcc_max-C1633)*($AE$13+IF(C1633>=$AE$8,$AE$7,0)+(IF(C1633>=$AE$6,C1633,0)/$AE$5)+IF(C1633>$AE$10,($AE$9/C1633),0)))","v":1.3476496440909866},1.3721978018284671,2.5645983366462493,0.46065333914891837,5.3750210863756642E-4,1.0807880942324877E-2,4.0850169593809049E-4,1.6105394214879281,0.12607762663709998,3.3041982832695993E-2,2.5670205038410554E-3,8.5883776814066337E-5,5.4862920987996944E-5,42.18330448771674,1.179955938796758,1.1799489676885841,1.1918780838435539,0.21961068673347062,0.21961068673347062,0.21961068673347062,0.21961068673347062,null,null,27.773329446783698,null,null,9.3047508690614139E-6,0,0,0]
[1607,1.8621089223638467,9.3105446118192337,{"$f":"IF('Calculation Sheet'!$D$59=\"YES\",(Vcc_max-C1634)*ILIM_FINAL_TOL,(Vcc_max-C1634)*($AE$13+IF(C1634>=$AE$8,$AE$7,0)+(IF(C1634>=$AE$6,C1634,0)/$AE$5)+IF(C1634>$AE$10,($AE$9/C1634),0)))","v":1.3447527343847563},1.3693008926911314,2.5629310789712947,0.46072845180980071,5.3762479194729984E-4,1.0810333153152385E-2,4.0762546364736529E-4,1.607642519163702,0.12610427741124841,3.3049382291125973E-2,2.5676057317933765E-3,8.5903384652530335E-5,5.4875446782842729E-5,42.169006210075501,1.1799986065915171,1.1799916369275205,1.1919182435124518,0.21965425634229296,0.21965425634229296,0.21965425634229296,0.21965425634229296,null,null,27.773736497609388,null,null,9.3105446118192335E-6,0,0,0]
[1608,1.863267670915411,9.3163383545770557,{"$f":"IF('Calculation Sheet'!$D$59=\"YES\",(Vcc_max-C1635)*ILIM_FINAL_TOL,(Vcc_max-C1635)*($AE$13+IF(C1635>=$AE$8,$AE$7,0)+(IF(C1635>=$AE$6,C1635,0)/$AE$5)+IF(C1635>$AE$10,($AE$9/C1635),0)))","v":1.3418558246113901},1.366403983486661,2.5612621366346948,0.46080331279375164,5.3774721142030302E-4,1.0812780045589276E-2,4.0674923133643404E-4,1.6047456167581302,0.12613086440270616,3.305676540223379E-2,2.5681896990832342E-3,8.5922950338934712E-5,5.488794565100541E-5,42.154700590266245,1.1800405264435359,1.1800335582291255,1.1919576459716676,0.21969771237743729,0.21969771237743729,0.21969771237743729,0.21969771237743729,null,null,27.774142011191199,null,null,9.3163383545770565E-6,0,0,0]
[1609,1.8644264194669753,9.3221320973348778,{"$f":"IF('Calculation Sheet'!$D$59=\"YES\",(Vcc_max-C1636)*ILIM_FINAL_TOL,(Vcc_max-C1636)*($AE$13+IF(C1636>=$AE$8,$AE$7,0)+(IF(C1636>=$AE$6,C1636,0)/$AE$5)+IF(C1636>$AE$10,($AE$9/C1636),0)))","v":1.3389589147708891},1.3635070742150557,2.5595915119443964,0.46087792212207801,5.37869367056798E-4,1.0815221619645321E-2,4.0587299900507467E-4,1.6018487142713695,0.12615738761286344,3.3064132166110927E-2,2.5687724057112948E-3,8.5942473873279468E-5,5.4900417592484985E-5,42.140387635496495,1.1800816985431029,1.1800747317836848,1.1919962914164011,0.21974105484328743,0.21974105484328743,0.21974105484328743,0.21974105484328743,null,null,27.774545987709168,null,null,9.3221320973348778E-6,0,0,0]
[1610,1.8655851680185396,9.3279258400926981,{"$f":"IF('Calculation Sheet'!$D$59=\"YES\",(Vcc_max-C1637)*ILIM_FINAL_TOL,(Vcc_max-C1637)*($AE$13+IF(C1637>=$AE$8,$AE$7,0)+(IF(C1637>=$AE$6,C1637,0)/$AE$5)+IF(C1637>$AE$10,($AE$9/C1637),0)))","v":1.3360620048632537},1.3606101648763154,2.5579192072051851,0.46095227981608478,5.3799125885678478E-4,1.0817657875329845E-2,4.0499676665328721E-4,1.5989518117035746,0.12618384704311025,3.307148258284931E-2,2.5693538516780023E-3,8.5961955255786648E-5,5.4912862607281454E-5,42.126067352964093,1.1801221230804582,1.1801151577814359,1.1920341800418017,0.21978428374422743,0.21978428374422743,0.21978428374422743,0.21978428374422743,null,null,27.774948427343336,null,null,9.3279258400926974E-6,0,0,0]
[1611,1.8667439165701039,9.3337195828505202,{"$f":"IF('Calculation Sheet'!$D$59=\"YES\",(Vcc_max-C1638)*ILIM_FINAL_TOL,(Vcc_max-C1638)*($AE$13+IF(C1638>=$AE$8,$AE$7,0)+(IF(C1638>=$AE$6,C1638,0)/$AE$5)+IF(C1638>$AE$10,($AE$9/C1638),0)))","v":1.333165094888483},1.3577132554704403,2.5562452247186878,0.46102638589707523,5.3811288682004133E-4,1.0820088812652839E-2,4.0412053428129369E-4,1.5960549090548986,0.12621024269483661,3.3078816652540421E-2,2.5699340369840229E-3,8.5981394486234208E-5,5.4925280695394818E-5,42.111739749857158,1.1801618002457936,1.1801548364125676,1.1920713120429689,0.21982739908464111,0.21982739908464111,0.21982739908464111,0.21982739908464111,null,null,27.775349330273684,null,null,9.3337195828505204E-6,0,0,0]
[1612,1.8679026651216681,9.3395133256083405,{"$f":"IF('Calculation Sheet'!$D$59=\"YES\",(Vcc_max-C1639)*ILIM_FINAL_TOL,(Vcc_max-C1639)*($AE$13+IF(C1639>=$AE$8,$AE$7,0)+(IF(C1639>=$AE$6,C1639,0)/$AE$5)+IF(C1639>$AE$10,($AE$9/C1639),0)))","v":1.3302681848465778},1.3548163459974303,2.5545695667833792,0.46110024038635078,5.3823425094678967E-4,1.0822514431623631E-2,4.032443018890941E-4,1.5931580063254929,0.12623657456943227,3.3086134375275966E-2,2.5705129616295785E-3,8.6000791564622148E-5,5.4937671856825077E-5,42.097404833354084,1.1802007302292528,1.1801937678672205,1.1921076876149517,0.21987040086891185,0.21987040086891185,0.21987040086891185,0.21987040086891185,null,null,27.775748696680161,null,null,9.33951332560834E-6,0,0,0]
[1613,1.8690614136732326,9.3453070683661643,{"$f":"IF('Calculation Sheet'!$D$59=\"YES\",(Vcc_max-C1640)*ILIM_FINAL_TOL,(Vcc_max-C1640)*($AE$13+IF(C1640>=$AE$8,$AE$7,0)+(IF(C1640>=$AE$6,C1640,0)/$AE$5)+IF(C1640>$AE$10,($AE$9/C1640),0)))","v":1.3273712747375364},1.3519194364572849,2.5528922356945838,0.46117384330521116,5.3835535123702982E-4,1.082493473225199E-2,4.0236806947646642E-4,1.590261103515507,0.12626284266828747,3.3093435751147426E-2,2.5710906256155575E-3,8.6020146490950467E-5,5.495003609157223E-5,42.083062610623635,1.1802389132209306,1.1802319523354869,1.1921433069527487,0.21991328910142327,0.21991328910142327,0.21991328910142327,0.21991328910142327,null,null,27.776146526742671,null,null,9.3453070683661646E-6,0,0,0]
[1614,1.8702201622247969,9.3511008111239846,{"$f":"IF('Calculation Sheet'!$D$59=\"YES\",(Vcc_max-C1641)*ILIM_FINAL_TOL,(Vcc_max-C1641)*($AE$13+IF(C1641>=$AE$8,$AE$7,0)+(IF(C1641>=$AE$6,C1641,0)/$AE$5)+IF(C1641>$AE$10,($AE$9/C1641),0)))","v":1.3244743645613615},1.3490225268500049,2.5512132337444826,0.46124719467495401,5.3847618769076178E-4,1.0827349714547463E-2,4.0149183704341063E-4,1.5873642006250899,0.12628904699279198,3.3100720780246728E-2,2.5716670289421817E-3,8.6039459265219165E-5,5.4962373399636277E-5,42.068713088824907,1.1802763494108734,1.1802693900074104,1.1921781702513083,0.21995606378655874,0.21995606378655874,0.21995606378655874,0.21995606378655874,null,null,27.776542820641094,null,null,9.3511008111239842E-6,0,0,0]
[1615,1.8713789107763612,9.3568945538818067,{"$f":"IF('Calculation Sheet'!$D$59=\"YES\",(Vcc_max-C1642)*ILIM_FINAL_TOL,(Vcc_max-C1642)*($AE$13+IF(C1642>=$AE$8,$AE$7,0)+(IF(C1642>=$AE$6,C1642,0)/$AE$5)+IF(C1642>$AE$10,($AE$9/C1642),0)))","v":1.3215774543180507},1.3461256171755902,2.5495325632221157,0.4613202945168754,5.3859676030798553E-4,1.0829759378519821E-2,4.0061560459037082E-4,1.5844672976543879,0.12631518754433557,3.3107989462665133E-2,2.5722421716101174E-3,8.6058729887650287E-5,5.497468378101722E-5,42.054356275107317,1.1803130389890799,1.1803060810729866,1.1922122777055286,0.21999872492870098,0.21999872492870098,0.21999872492870098,0.21999872492870098,null,null,27.776937578555266,null,null,9.3568945538818072E-6,0,0,0]
[1616,1.8725376593279255,9.3626882966396288,{"$f":"IF('Calculation Sheet'!$D$59=\"YES\",(Vcc_max-C1643)*ILIM_FINAL_TOL,(Vcc_max-C1643)*($AE$13+IF(C1643>=$AE$8,$AE$7,0)+(IF(C1643>=$AE$6,C1643,0)/$AE$5)+IF(C1643>$AE$10,($AE$9/C1643),0)))","v":1.3186805440076053},1.3432287074340403,2.5478502264133871,0.46139314285226951,5.3871706908870109E-4,1.0832163724178612E-2,3.9973937211690291E-4,1.5815703946035455,0.12634126432430826,3.3115241798494566E-2,2.5728160536198086E-3,8.6077958358021789E-5,5.4986967235715056E-5,42.039992176610689,1.1803489821455,1.1803420257221626,1.1922456295102575,0.22004127253223316,0.22004127253223316,0.22004127253223316,0.22004127253223316,null,null,27.777330800664981,null,null,9.3626882966396285E-6,0,0,0]
[1617,1.8736964078794898,9.3684820393974491,{"$f":"IF('Calculation Sheet'!$D$59=\"YES\",(Vcc_max-C1644)*ILIM_FINAL_TOL,(Vcc_max-C1644)*($AE$13+IF(C1644>=$AE$8,$AE$7,0)+(IF(C1644>=$AE$6,C1644,0)/$AE$5)+IF(C1644>$AE$10,($AE$9/C1644),0)))","v":1.3157836336300257},1.3403317976253557,2.5461662256010689,0.46146573970242877,5.3883711403290846E-4,1.0834562751533605E-2,3.988631396230069E-4,1.5786734914727063,0.1263672773340998,3.312247778782651E-2,2.5733886749719215E-3,8.609714467633367E-5,5.4999223763729788E-5,42.02562080046517,1.1803841790700351,1.1803772241448371,1.1922782258602926,0.22008370660153798,0.22008370660153798,0.22008370660153798,0.22008370660153798,null,null,27.777722487149997,null,null,9.3684820393974498E-6,0,0,0]
[1618,1.874855156431054,9.3742757821552711,{"$f":"IF('Calculation Sheet'!$D$59=\"YES\",(Vcc_max-C1645)*ILIM_FINAL_TOL,(Vcc_max-C1645)*($AE$13+IF(C1645>=$AE$8,$AE$7,0)+(IF(C1645>=$AE$6,C1645,0)/$AE$5)+IF(C1645>$AE$10,($AE$9/C1645),0)))","v":1.3128867231853105},1.3374348877495361,2.5444805630648064,0.46153808508864369,5.3895689514082967E-4,1.0836956460594127E-2,3.9798690710890483E-4,1.5757765882620121,0.12639322657510021,3.3129697430752669E-2,2.5739600356669001E-3,8.6116288842585931E-5,5.5011453365061413E-5,42.011242153791329,1.1804186299525385,1.1804116765308608,1.1923100669503817,0.22012602714099816,0.22012602714099816,0.22012602714099816,0.22012602714099816,null,null,27.778112638190045,null,null,9.3742757821552711E-6,0,0,0]
[1619,1.8760139049826183,9.3800695249130932,{"$f":"IF('Calculation Sheet'!$D$59=\"YES\",(Vcc_max-C1646)*ILIM_FINAL_TOL,(Vcc_max-C1646)*($AE$13+IF(C1646>=$AE$8,$AE$7,0)+(IF(C1646>=$AE$6,C1646,0)/$AE$5)+IF(C1646>$AE$10,($AE$9/C1646),0)))","v":1.3099898126734602},1.3345379778065816,2.5427932410811209,0.46161017903220314,5.3907641241224269E-4,1.083934485137017E-2,3.9711067457437466E-4,1.5728796849716027,0.12641911204869904,3.3136900727364749E-2,2.5745301357051886E-3,8.6135390856778571E-5,5.5023656039709934E-5,41.996856243700158,1.1804523349828155,1.1804453830700357,1.1923411529752217,0.22016823415499576,0.22016823415499576,0.22016823415499576,0.22016823415499576,null,null,27.778501253964802,null,null,9.3800695249130924E-6,0,0,0]
[1620,1.8771726535341826,9.3858632676709135,{"$f":"IF('Calculation Sheet'!$D$59=\"YES\",(Vcc_max-C1647)*ILIM_FINAL_TOL,(Vcc_max-C1647)*($AE$13+IF(C1647>=$AE$8,$AE$7,0)+(IF(C1647>=$AE$6,C1647,0)/$AE$5)+IF(C1647>$AE$10,($AE$9/C1647),0)))","v":1.3070929020944759},1.3316410677964921,2.5411042619234152,0.4616820215543942,5.3919566584714751E-4,1.0841727923871058E-2,3.9623444201963842E-4,1.569982781601617,0.12644493375628607,3.314408767775423E-2,2.5750989750872311E-3,8.6154450719133635E-5,5.5035831787675349E-5,41.982463077293005,1.1804852943506225,1.1804783439521156,1.1923714841294599,0.22021032764791326,0.22021032764791326,0.22021032764791326,0.22021032764791326,null,null,27.778888334653917,null,null,9.3858632676709137E-6,0,0,0]
[1621,1.8783314020857471,9.3916570104287356,{"$f":"IF('Calculation Sheet'!$D$59=\"YES\",(Vcc_max-C1648)*ILIM_FINAL_TOL,(Vcc_max-C1648)*($AE$13+IF(C1648>=$AE$8,$AE$7,0)+(IF(C1648>=$AE$6,C1648,0)/$AE$5)+IF(C1648>$AE$10,($AE$9/C1648),0)))","v":1.3041959914483559},1.3287441577192673,2.5394136278619772,0.46175361267650206,5.3931465544576618E-4,1.0844105678106564E-2,3.9535820944469613E-4,1.5670858781521915,0.12647069169925085,3.3151258282012819E-2,2.5756665538136936E-3,8.6173468429429079E-5,5.5047980608957658E-5,41.968062661661705,1.1805175082456683,1.1805105593668062,1.1924010606076929,0.22025230762413273,0.22025230762413273,0.22025230762413273,0.22025230762413273,null,null,27.779273880437003,null,null,9.391657010428735E-6,0,0,0]
[1622,1.8794901506373114,9.3974507531865576,{"$f":"IF('Calculation Sheet'!$D$59=\"YES\",(Vcc_max-C1649)*ILIM_FINAL_TOL,(Vcc_max-C1649)*($AE$13+IF(C1649>=$AE$8,$AE$7,0)+(IF(C1649>=$AE$6,C1649,0)/$AE$5)+IF(C1649>$AE$10,($AE$9/C1649),0)))","v":1.301299080735101},1.3258472475749081,2.5377213411639854,0.46182495241980992,5.3943338120809869E-4,1.0846478114086233E-2,3.9448197684932573E-4,1.564188974623463,0.12649638587898338,3.3158412540231996E-2,2.5762328718852423E-3,8.6192443987664902E-5,5.5060102503556863E-5,41.953655003888493,1.1805489768576127,1.1805420295037647,1.1924298826044677,0.22029417408803598,0.22029417408803598,0.22029417408803598,0.22029417408803598,null,null,27.779657891493624,null,null,9.3974507531865579E-6,0,0,0]
[1623,1.8806488991888757,9.4032444959443797,{"$f":"IF('Calculation Sheet'!$D$59=\"YES\",(Vcc_max-C1650)*ILIM_FINAL_TOL,(Vcc_max-C1650)*($AE$13+IF(C1650>=$AE$8,$AE$7,0)+(IF(C1650>=$AE$6,C1650,0)/$AE$5)+IF(C1650>$AE$10,($AE$9/C1650),0)))","v":1.298402169954711},1.3229503373634139,2.5360274040935114,0.46189604080559943,5.3955184313392301E-4,1.0848845231819837E-2,3.9360574423352723E-4,1.5612920710155649,0.12652201629687299,3.3165550452503467E-2,2.5767979293020993E-3,8.6211377393841104E-5,5.5072197471472961E-5,41.939240111046068,1.1805797003760676,1.1805727545526004,1.1924579503142805,0.22033592704400484,0.22033592704400484,0.22033592704400484,0.22033592704400484,null,null,27.780040368003327,null,null,9.4032444959443792E-6,0,0,0]
[1624,1.88180764774044,9.4090382387022,{"$f":"IF('Calculation Sheet'!$D$59=\"YES\",(Vcc_max-C1651)*ILIM_FINAL_TOL,(Vcc_max-C1651)*($AE$13+IF(C1651>=$AE$8,$AE$7,0)+(IF(C1651>=$AE$6,C1651,0)/$AE$5)+IF(C1651>$AE$10,($AE$9/C1651),0)))","v":1.2955052591071869},1.3200534270847848,2.5343318189115243,0.46196687785515045,5.3967004122346118E-4,1.0851207031316923E-2,3.9272951159774472E-4,1.5583951673286298,0.12654758295430946,3.3172672018918936E-2,2.5773617260649306E-3,8.6230268647957686E-5,5.5084265512705954E-5,41.924817990197631,1.1806096789905969,1.180602734702874,1.1924852639315779,0.22037756649642071,0.22037756649642071,0.22037756649642071,0.22037756649642071,null,null,27.780421310145599,null,null,9.4090382387022005E-6,0,0,0]
[1625,1.8829663962920042,9.4148319814600221,{"$f":"IF('Calculation Sheet'!$D$59=\"YES\",(Vcc_max-C1652)*ILIM_FINAL_TOL,(Vcc_max-C1652)*($AE$13+IF(C1652>=$AE$8,$AE$7,0)+(IF(C1652>=$AE$6,C1652,0)/$AE$5)+IF(C1652>$AE$10,($AE$9/C1652),0)))","v":1.2926083481925275},1.3171565167390209,2.5326345878758967,0.46203746358974096,5.397879754767132E-4,1.0853563512587261E-2,3.9185327894131206E-4,1.555498263562789,0.12657308585268234,3.3179777239570107E-2,2.5779242621741805E-3,8.6249117750236692E-5,5.5096306627255842E-5,41.91038864839684,1.1806389128907158,1.1806319701440982,1.1925118236507561,0.22041909244966518,0.22041909244966518,0.22041909244966518,0.22041909244966518,null,null,27.780800718099901,null,null,9.4148319814600218E-6,0,0,0]
[1626,1.8841251448435685,9.4206257242178442,{"$f":"IF('Calculation Sheet'!$D$59=\"YES\",(Vcc_max-C1653)*ILIM_FINAL_TOL,(Vcc_max-C1653)*($AE$13+IF(C1653>=$AE$8,$AE$7,0)+(IF(C1653>=$AE$6,C1653,0)/$AE$5)+IF(C1653>$AE$10,($AE$9/C1653),0)))","v":1.2897114372107326},1.314259606326122,2.5309357132414076,0.46210779803064705,5.3990564589367906E-4,1.0855914675640399E-2,3.9097704626489538E-4,1.552601359718172,0.1265985249933812,3.3186866114548463E-2,2.5784855376305149E-3,8.6267924700456078E-5,5.510832081490058E-5,41.895952092687821,1.1806674022658916,1.1806604610657372,1.1925376296661614,0.22046050490811941,0.22046050490811941,0.22046050490811941,0.22046050490811941,null,null,27.781178592045663,null,null,9.4206257242178448E-6,0,0,0]
[1627,1.8852838933951328,9.4264194669756645,{"$f":"IF('Calculation Sheet'!$D$59=\"YES\",(Vcc_max-C1654)*ILIM_FINAL_TOL,(Vcc_max-C1654)*($AE$13+IF(C1654>=$AE$8,$AE$7,0)+(IF(C1654>=$AE$6,C1654,0)/$AE$5)+IF(C1654>$AE$10,($AE$9/C1654),0)))","v":1.2868145261618043},1.3113626958460882,2.5292351972597462,0.46217788119914316,5.4002305247435878E-4,1.0858260520485885E-2,3.9010081356782855E-4,1.5497044557949073,0.12662390037779558,3.3193938643945708E-2,2.5790455524343781E-3,8.6286689498615843E-5,5.5120308075862212E-5,41.881508330105255,1.1806951473055434,1.1806882076572072,1.1925626821720896,0.22050180387616436,0.22050180387616436,0.22050180387616436,0.22050180387616436,null,null,27.781554932162255,null,null,9.4264194669756644E-6,0,0,0]
[1628,1.8864426419466971,9.4322132097334865,{"$f":"IF('Calculation Sheet'!$D$59=\"YES\",(Vcc_max-C1655)*ILIM_FINAL_TOL,(Vcc_max-C1655)*($AE$13+IF(C1655>=$AE$8,$AE$7,0)+(IF(C1655>=$AE$6,C1655,0)/$AE$5)+IF(C1655>$AE$10,($AE$9/C1655),0)))","v":1.2839176150457396},1.3084657852989197,2.5275330421795177,0.46224771311650192,5.4014019521875234E-4,1.0860601047133267E-2,3.8922458085077771E-4,1.5468075517931217,0.12664921200731483,3.3200994827853325E-2,2.579604306586214E-3,8.6305412144715987E-5,5.5132268410140739E-5,41.867057367674306,1.1807221481990418,1.1807152101078762,1.1925869813627867,0.22054298935818095,0.22054298935818095,0.22054298935818095,0.22054298935818095,null,null,27.781929738629039,null,null,9.4322132097334874E-6,0,0,0]
[1629,1.8876013904982616,9.4380069524913086,{"$f":"IF('Calculation Sheet'!$D$59=\"YES\",(Vcc_max-C1656)*ILIM_FINAL_TOL,(Vcc_max-C1656)*($AE$13+IF(C1656>=$AE$8,$AE$7,0)+(IF(C1656>=$AE$6,C1656,0)/$AE$5)+IF(C1656>$AE$10,($AE$9/C1656),0)))","v":1.2810207038625403},1.3055688746846155,2.5258292502462458,0.46231729380399411,5.4025707412685975E-4,1.0862936255592315E-2,3.8834834811329877E-4,1.5439106477129401,0.12667445988332848,3.3208034666363018E-2,2.5801618000866888E-3,8.6324092638756511E-5,5.514420181773616E-5,41.852599212410681,1.1807484051357096,1.1807414686070641,1.1926105274324488,0.22058406135854991,0.22058406135854991,0.22058406135854991,0.22058406135854991,null,null,27.782303011625313,null,null,9.4380069524913087E-6,0,0,0]
[1630,1.8887601390498259,9.4438006952491307,{"$f":"IF('Calculation Sheet'!$D$59=\"YES\",(Vcc_max-C1657)*ILIM_FINAL_TOL,(Vcc_max-C1657)*($AE$13+IF(C1657>=$AE$8,$AE$7,0)+(IF(C1657>=$AE$6,C1657,0)/$AE$5)+IF(C1657>$AE$10,($AE$9/C1657),0)))","v":1.278123792612206},1.302671964003177,2.5241238237023795,0.4623866232828886,5.4037368919868101E-4,1.0865266145872798E-2,3.8747211535539172E-4,1.5410137435544875,0.12669964400722611,3.3215058159566491E-2,2.5807180329362467E-3,8.6342730980959459E-5,5.5156108298648476E-5,41.838133871320657,1.1807739183048211,1.1807669833440424,1.1926333205752215,0.22062501988165195,0.22062501988165195,0.22062501988165195,0.22062501988165195,null,null,27.782674751330351,null,null,9.44380069524913E-6,0,0,0]
[1631,1.8899188876013902,9.449594438006951,{"$f":"IF('Calculation Sheet'!$D$59=\"YES\",(Vcc_max-C1658)*ILIM_FINAL_TOL,(Vcc_max-C1658)*($AE$13+IF(C1658>=$AE$8,$AE$7,0)+(IF(C1658>=$AE$6,C1658,0)/$AE$5)+IF(C1658>$AE$10,($AE$9/C1658),0)))","v":1.2752268812947378},1.2997750532546035,2.5224167647872937,0.46245570157445259,5.4049004043443816E-4,1.0867590717984266E-2,3.8659588257727862E-4,1.5381168393178863,0.12672476438039704,3.3222065307555226E-2,2.5812730051353316E-3,8.6361327171102786E-5,5.5167987852877687E-5,41.823661351401043,1.1807986878956027,1.1807917545080344,1.1926553609852006,0.22066586493186713,0.22066586493186713,0.22066586493186713,0.22066586493186713,null,null,27.783044957923394,null,null,9.4495944380069512E-6,0,0,0]
[1632,1.8910776361529544,9.4553881807647731,{"$f":"IF('Calculation Sheet'!$D$59=\"YES\",(Vcc_max-C1659)*ILIM_FINAL_TOL,(Vcc_max-C1659)*($AE$13+IF(C1659>=$AE$8,$AE$7,0)+(IF(C1659>=$AE$6,C1659,0)/$AE$5)+IF(C1659>$AE$10,($AE$9/C1659),0)))","v":1.2723299699101336},1.2968781424388953,2.5207080757372955,0.46252452869995142,5.4060612783390916E-4,1.0869909971936265E-2,3.8571964977895945E-4,1.5352199350032578,0.1267498210042306,3.3229056110420929E-2,2.5818267166843878E-3,8.6379881209186493E-5,5.5179840480423792E-5,41.809181659639236,1.1808227140972325,1.1808157822882157,1.192676648856432,0.22070659651357594,0.22070659651357594,0.22070659651357594,0.22070659651357594,null,null,27.783413631583631,null,null,9.4553881807647725E-6,0,0,0]
[1633,1.8922363847045187,9.4611819235225951,{"$f":"IF('Calculation Sheet'!$D$59=\"YES\",(Vcc_max-C1660)*ILIM_FINAL_TOL,(Vcc_max-C1660)*($AE$13+IF(C1660>=$AE$8,$AE$7,0)+(IF(C1660>=$AE$6,C1660,0)/$AE$5)+IF(C1660>$AE$10,($AE$9/C1660),0)))","v":1.2694330584583948},1.2939812315560522,2.5189977587856291,0.46259310468064874,5.40721951397094E-4,1.0872223907738343E-2,3.8484341696021218E-4,1.5323230306107218,0.12677481388011613,3.3236030568255304E-2,2.5823791675840813E-3,8.6398393095210579E-5,5.5191666181286791E-5,41.794694803013222,1.1808459970988403,1.1808390668737134,1.1926971843829111,0.22074721463115821,0.22074721463115821,0.22074721463115821,0.22074721463115821,null,null,27.783780772490232,null,null,9.4611819235225955E-6,0,0,0]
[1634,1.893395133256083,9.4669756662804154,{"$f":"IF('Calculation Sheet'!$D$59=\"YES\",(Vcc_max-C1661)*ILIM_FINAL_TOL,(Vcc_max-C1661)*($AE$13+IF(C1661>=$AE$8,$AE$7,0)+(IF(C1661>=$AE$6,C1661,0)/$AE$5)+IF(C1661>$AE$10,($AE$9/C1661),0)))","v":1.2665361469395218},1.291084320606074,2.5172858161624783,0.4626614295378062,5.4083751112421474E-4,1.0874532525400271E-2,3.8396718412103681E-4,1.5294261261403974,0.12679974300944297,3.3242988681149832E-2,2.5829303578350782E-3,8.6416862829175045E-5,5.5203464955466686E-5,41.780200788491506,1.1808685370895082,1.1808616084536065,1.1927169677585836,0.22078771928899399,0.22078771928899399,0.22078771928899399,0.22078771928899399,null,null,27.78414638082231,null,null,9.4669756662804151E-6,0,0,0]
[1635,1.8945538818076473,9.4727694090382375,{"$f":"IF('Calculation Sheet'!$D$59=\"YES\",(Vcc_max-C1662)*ILIM_FINAL_TOL,(Vcc_max-C1662)*($AE$13+IF(C1662>=$AE$8,$AE$7,0)+(IF(C1662>=$AE$6,C1662,0)/$AE$5)+IF(C1662>$AE$10,($AE$9/C1662),0)))","v":1.2636392353535129},1.2881874095889609,2.515572250094972,0.46272950329268392,5.4095280701527138E-4,1.0876835824931597E-2,3.8309095126187742E-4,1.5265292215924018,0.12682460839360044,3.3249930449196219E-2,2.5834802874376006E-3,8.643529041107989E-5,5.5215236802963474E-5,41.76569962303337,1.1808903342582699,1.1808834072169261,1.1927359991773452,0.22082811049146289,0.22082811049146289,0.22082811049146289,0.22082811049146289,null,null,27.784510456758955,null,null,9.4727694090382381E-6,0,0,0]
[1636,1.8957126303592116,9.4785631517960596,{"$f":"IF('Calculation Sheet'!$D$59=\"YES\",(Vcc_max-C1663)*ILIM_FINAL_TOL,(Vcc_max-C1663)*($AE$13+IF(C1663>=$AE$8,$AE$7,0)+(IF(C1663>=$AE$6,C1663,0)/$AE$5)+IF(C1663>$AE$10,($AE$9/C1663),0)))","v":1.2607423237003692},1.2852904985047129,2.5138570628071877,0.46279732596654,5.4106783907004186E-4,1.0879133806342089E-2,3.8221471838206789E-4,1.5236323169668511,0.12684941003397765,3.3256855872485946E-2,2.5840289563923147E-3,8.645367584114716E-5,5.5226981723777158E-5,41.751191313588556,1.1809113887941112,1.1809044633526549,1.1927542788330416,0.2208683882429443,0.2208683882429443,0.2208683882429443,0.2208683882429443,null,null,27.784873000479212,null,null,9.4785631517960594E-6,0,0,0]
[1637,1.8968713789107761,9.4843568945538816,{"$f":"IF('Calculation Sheet'!$D$59=\"YES\",(Vcc_max-C1664)*ILIM_FINAL_TOL,(Vcc_max-C1664)*($AE$13+IF(C1664>=$AE$8,$AE$7,0)+(IF(C1664>=$AE$6,C1664,0)/$AE$5)+IF(C1664>$AE$10,($AE$9/C1664),0)))","v":1.2578454119800904},1.2823935873533294,2.5121402565201549,0.46286489758063087,5.4118260728874823E-4,1.0881426469641298E-2,3.8133848548227434E-4,1.5207354122638597,0.12687414793196394,3.3263764951110719E-2,2.5845763646998865E-3,8.6472019119154808E-5,5.5238699717907735E-5,41.736675867097517,1.1809317008859697,1.1809247770497278,1.1927718069194686,0.22090855254781783,0.22090855254781783,0.22090855254781783,0.22090855254781783,null,null,27.785234012162082,null,null,9.4843568945538824E-6,0,0,0]
[1638,1.8980301274623403,9.4901506373117019,{"$f":"IF('Calculation Sheet'!$D$59=\"YES\",(Vcc_max-C1665)*ILIM_FINAL_TOL,(Vcc_max-C1665)*($AE$13+IF(C1665>=$AE$8,$AE$7,0)+(IF(C1665>=$AE$6,C1665,0)/$AE$5)+IF(C1665>$AE$10,($AE$9/C1665),0)))","v":1.2549485001926779},1.2794966761348117,2.5104218334518622,0.462932218156211,5.412971116713905E-4,1.0883713814838769E-2,3.8046225256183064E-4,1.5178385074835421,0.12689882208894843,3.3270657685162242E-2,2.5851225123605381E-3,8.6490320245102836E-5,5.5250390785355208E-5,41.722153290491363,1.1809512707227348,1.1809443484970312,1.192788583630372,0.22094860341046263,0.22094860341046263,0.22094860341046263,0.22094860341046263,null,null,27.785593491986557,null,null,9.490150637311702E-6,0,0,0]
[1639,1.8991888760139046,9.495944380069524,{"$f":"IF('Calculation Sheet'!$D$59=\"YES\",(Vcc_max-C1666)*ILIM_FINAL_TOL,(Vcc_max-C1666)*($AE$13+IF(C1666>=$AE$8,$AE$7,0)+(IF(C1666>=$AE$6,C1666,0)/$AE$5)+IF(C1666>$AE$10,($AE$9/C1666),0)))","v":1.2520515883381294},1.2765997648491589,2.5087017958172586,0.46299928771453314,5.4141135221796866E-4,1.0885995841944274E-2,3.7958601962140293E-4,1.5149416026260101,0.12692343250632043,3.3277534074731996E-2,2.5856673993749357E-3,8.6508579218991244E-5,5.5262054926119575E-5,41.70762359069186,1.1809700984932479,1.1809631778834042,1.1928046091594475,0.22098854083525765,0.22098854083525765,0.22098854083525765,0.22098854083525765,null,null,27.785951440131551,null,null,9.4959443800695232E-6,0,0,0]
[1640,1.9003476245654689,9.5017381228273461,{"$f":"IF('Calculation Sheet'!$D$59=\"YES\",(Vcc_max-C1667)*ILIM_FINAL_TOL,(Vcc_max-C1667)*($AE$13+IF(C1667>=$AE$8,$AE$7,0)+(IF(C1667>=$AE$6,C1667,0)/$AE$5)+IF(C1667>$AE$10,($AE$9/C1667),0)))","v":1.2491546764164463},1.2737028534963712,2.5069801458282575,0.46306610627684841,5.4152532892848271E-4,1.0888272550967359E-2,3.7870978666054711E-4,1.5120446976913748,0.12694797918546885,3.3284394119911687E-2,2.5862110257437454E-3,8.6526796040820031E-5,5.5273692140200836E-5,41.693086774611402,1.1809881843863024,1.1809812653976373,1.192819883700341,0.22102836482658161,0.22102836482658161,0.22102836482658161,0.22102836482658161,null,null,27.786307856775977,null,null,9.5017381228273462E-6,0,0,0]
[1641,1.9015063731170332,9.5075318655851664,{"$f":"IF('Calculation Sheet'!$D$59=\"YES\",(Vcc_max-C1668)*ILIM_FINAL_TOL,(Vcc_max-C1668)*($AE$13+IF(C1668>=$AE$8,$AE$7,0)+(IF(C1668>=$AE$6,C1668,0)/$AE$5)+IF(C1668>$AE$10,($AE$9/C1668),0)))","v":1.2462577644276287},1.2708059420764488,2.5052568856937429,0.46313267386440582,5.4163904180293265E-4,1.0890543941917796E-2,3.7783355367926319E-4,1.5091477926797461,0.12697246212778301,3.3291237820793018E-2,2.5867533914671892E-3,8.6544970710589197E-5,5.5285302427598992E-5,41.678542849153168,1.1810055285906438,1.1809986112284727,1.1928344074466481,0.22106807538881346,0.22106807538881346,0.22106807538881346,0.22106807538881346,null,null,27.786662742098692,null,null,9.5075318655851658E-6,0,0,0]
[1642,1.9026651216685975,9.5133256083429885,{"$f":"IF('Calculation Sheet'!$D$59=\"YES\",(Vcc_max-C1669)*ILIM_FINAL_TOL,(Vcc_max-C1669)*($AE$13+IF(C1669>=$AE$8,$AE$7,0)+(IF(C1669>=$AE$6,C1669,0)/$AE$5)+IF(C1669>$AE$10,($AE$9/C1669),0)))","v":1.2433608523716757},1.2679090305893914,2.5035320176195723,0.46319899049845281,5.4175249084131849E-4,1.0892810014805132E-2,3.7695732067777321E-4,1.5062508875912326,0.12699688133465181,3.3298065177467473E-2,2.5872944965459332E-3,8.6563103228520788E-5,5.5296885788314043E-5,41.663991821210907,1.1810221312949694,1.1810152155646052,1.1928481805919153,0.22110767252633146,0.22110767252633146,0.22110767252633146,0.22110767252633146,null,null,27.787016096278506,null,null,9.5133256083429888E-6,0,0,0]
[1643,1.9038238702201618,9.5191193511008105,{"$f":"IF('Calculation Sheet'!$D$59=\"YES\",(Vcc_max-C1670)*ILIM_FINAL_TOL,(Vcc_max-C1670)*($AE$13+IF(C1670>=$AE$8,$AE$7,0)+(IF(C1670>=$AE$6,C1670,0)/$AE$5)+IF(C1670>$AE$10,($AE$9/C1670),0)))","v":1.2404639402485875},1.2650121190351991,2.5018055438085818,0.46326505620023495,5.4186567604386227E-4,1.0895070769638915E-2,3.7608108765607717E-4,1.5033539824259416,0.12702123680746435,3.3304876190026755E-2,2.5878343409806437E-3,8.6581193594392758E-5,5.5308442222345988E-5,41.64943369766921,1.1810379926879286,1.1810310785946814,1.1928612033296384,0.22114715624351411,0.22114715624351411,0.22114715624351411,0.22114715624351411,null,null,27.787367919494223,null,null,9.5191193511008101E-6,0,0,0]
[1644,1.9049826187717263,9.5249130938586326,{"$f":"IF('Calculation Sheet'!$D$59=\"YES\",(Vcc_max-C1671)*ILIM_FINAL_TOL,(Vcc_max-C1671)*($AE$13+IF(C1671>=$AE$8,$AE$7,0)+(IF(C1671>=$AE$6,C1671,0)/$AE$5)+IF(C1671>$AE$10,($AE$9/C1671),0)))","v":1.2375670280583644},1.2621152074138713,2.500077466460588,0.46333087099099612,5.4197859741034193E-4,1.0897326206428914E-2,3.7520485461395303E-4,1.5004570771839789,0.12704552854760953,3.331167085856257E-2,2.5883729247715426E-3,8.6599241808205107E-5,5.5319971729694828E-5,41.634868485403302,1.1810531129581228,1.1810462005072997,1.1928734758532638,0.22118652654473947,0.22118652654473947,0.22118652654473947,0.22118652654473947,null,null,27.787718211924577,null,null,9.5249130938586331E-6,0,0,0]
[1645,1.9061413673232905,9.5307068366164529,{"$f":"IF('Calculation Sheet'!$D$59=\"YES\",(Vcc_max-C1672)*ILIM_FINAL_TOL,(Vcc_max-C1672)*($AE$13+IF(C1672>=$AE$8,$AE$7,0)+(IF(C1672>=$AE$6,C1672,0)/$AE$5)+IF(C1672>$AE$10,($AE$9/C1672),0)))","v":1.2346701158010074},1.259218295725409,2.4983477877723956,0.46339643489197813,5.4209125494097954E-4,1.0899576325184679E-2,3.7432862155162283E-4,1.4975601718654508,0.12706975655647645,3.3318449183166399E-2,2.588910247919296E-3,8.6617247869957836E-5,5.5331474310360562E-5,41.620296191279223,1.1810674922941051,1.1810605814910107,1.1928849983561878,0.22122578343438581,0.22122578343438581,0.22122578343438581,0.22122578343438581,null,null,27.788066973748293,null,null,9.5307068366164527E-6,0,0,0]
[1646,1.9073001158748548,9.536500579374275,{"$f":"IF('Calculation Sheet'!$D$59=\"YES\",(Vcc_max-C1673)*ILIM_FINAL_TOL,(Vcc_max-C1673)*($AE$13+IF(C1673>=$AE$8,$AE$7,0)+(IF(C1673>=$AE$6,C1673,0)/$AE$5)+IF(C1673>$AE$10,($AE$9/C1673),0)))","v":1.2317732034765145},1.256321383969812,2.4966165099377982,0.46346174792442119,5.4220364863555304E-4,1.0901821125915756E-2,3.7345238846886453E-4,1.4946632664704604,0.12709392083545401,3.3325211163929724E-2,2.5894463104245702E-3,8.6635211779650945E-5,5.5342949964343191E-5,41.60571682215366,1.1810811308843809,1.1810742217343169,1.1928957710317569,0.22126492691683075,0.22126492691683075,0.22126492691683075,0.22126492691683075,null,null,27.78841420514404,null,null,9.5365005793742757E-6,0,0,0]
[1647,1.9084588644264191,9.5422943221320971,{"$f":"IF('Calculation Sheet'!$D$59=\"YES\",(Vcc_max-C1674)*ILIM_FINAL_TOL,(Vcc_max-C1674)*($AE$13+IF(C1674>=$AE$8,$AE$7,0)+(IF(C1674>=$AE$6,C1674,0)/$AE$5)+IF(C1674>$AE$10,($AE$9/C1674),0)))","v":1.2288762910848869},1.25342447214708,2.4948836351475845,0.46352681010956376,5.4231577849428447E-4,1.0904060608631916E-2,3.7257615536590016E-4,1.4917663609991108,0.12711802138593109,3.3331956800944251E-2,2.5899811122875871E-3,8.6653133537284432E-5,5.5354398691642714E-5,41.591130384874198,1.1810940289174079,1.1810871214256728,1.1929057940732679,0.22130395699645189,0.22130395699645189,0.22130395699645189,0.22130395699645189,null,null,27.788759906290441,null,null,9.542294322132097E-6,0,0,0]
[1648,1.9096176129779834,9.5480880648899173,{"$f":"IF('Calculation Sheet'!$D$59=\"YES\",(Vcc_max-C1675)*ILIM_FINAL_TOL,(Vcc_max-C1675)*($AE$13+IF(C1675>=$AE$8,$AE$7,0)+(IF(C1675>=$AE$6,C1675,0)/$AE$5)+IF(C1675>$AE$10,($AE$9/C1675),0)))","v":1.225979378626125},1.250527560257213,2.4931491655895415,0.4635916214686423,5.424276445169518E-4,1.0906294773342706E-2,3.716999222425077E-4,1.4888694554515034,0.1271420582092968,3.3338686094301684E-2,2.5905146535090129E-3,8.6671013143080344E-5,5.5365820492259132E-5,41.576536886279072,1.1811061865815953,1.1810992807534855,1.1929150676739675,0.22134287367762684,0.22134287367762684,0.22134287367762684,0.22134287367762684,null,null,27.789104077366101,null,null,9.5480880648899165E-6,0,0,0]
[1649,1.9107763615295477,9.5538818076477394,{"$f":"IF('Calculation Sheet'!$D$59=\"YES\",(Vcc_max-C1676)*ILIM_FINAL_TOL,(Vcc_max-C1676)*($AE$13+IF(C1676>=$AE$8,$AE$7,0)+(IF(C1676>=$AE$6,C1676,0)/$AE$5)+IF(C1676>$AE$10,($AE$9/C1676),0)))","v":1.2230824661002275},1.2476306483002113,2.4914131034484588,0.46365618202289172,5.4253924670377707E-4,1.0908523620057897E-2,3.7082368909890917E-4,1.485972549827739,0.12716603130693982,3.3345399044093726E-2,2.5910469340895137E-3,8.6688850596816636E-5,5.5377215366192445E-5,41.561936333197409,1.1811176040653046,1.1811106999061132,1.1929235920270527,0.22138167696473299,0.22138167696473299,0.22138167696473299,0.22138167696473299,null,null,27.789446718549588,null,null,9.5538818076477395E-6,0,0,0]
[1650,1.9119351100811119,9.5596755504055615,{"$f":"IF('Calculation Sheet'!$D$59=\"YES\",(Vcc_max-C1677)*ILIM_FINAL_TOL,(Vcc_max-C1677)*($AE$13+IF(C1677>=$AE$8,$AE$7,0)+(IF(C1677>=$AE$6,C1677,0)/$AE$5)+IF(C1677>$AE$10,($AE$9/C1677),0)))","v":1.220185553507195},1.2447337362760746,2.489675450906133,0.46372049179354491,5.4265058505476027E-4,1.0910747148787037E-2,3.6994745593488254E-4,1.4830756441279167,0.12718994068024903,3.3352095650411862E-2,2.5915779540293116E-3,8.6706645898493306E-5,5.5388583313442652E-5,41.547328732449053,1.1811282815568496,1.1811213790718669,1.1929313673256707,0.2214203668621475,0.2214203668621475,0.2214203668621475,0.2214203668621475,null,null,27.789787830019424,null,null,9.5596755504055608E-6,0,0,0]
[1651,1.9130938586326762,9.5654692931633818,{"$f":"IF('Calculation Sheet'!$D$59=\"YES\",(Vcc_max-C1678)*ILIM_FINAL_TOL,(Vcc_max-C1678)*($AE$13+IF(C1678>=$AE$8,$AE$7,0)+(IF(C1678>=$AE$6,C1678,0)/$AE$5)+IF(C1678>$AE$10,($AE$9/C1678),0)))","v":1.2172886408470287},1.241836824184803,2.4879362101413713,0.46378455080183301,5.4276165956990141E-4,1.0912965359539673E-2,3.6907122275064985E-4,1.480178738352135,0.12721378633061309,3.3358775913347571E-2,2.5921077133292947E-3,8.6724399048110357E-5,5.5399924334009754E-5,41.532714090844742,1.1811382192444957,1.1811313184390095,1.192938393762919,0.22145894337424732,0.22145894337424732,0.22145894337424732,0.22145894337424732,null,null,27.790127411954096,null,null,9.5654692931633821E-6,0,0,0]
[1652,1.9142526071842407,9.5712630359212056,{"$f":"IF('Calculation Sheet'!$D$59=\"YES\",(Vcc_max-C1679)*ILIM_FINAL_TOL,(Vcc_max-C1679)*($AE$13+IF(C1679>=$AE$8,$AE$7,0)+(IF(C1679>=$AE$6,C1679,0)/$AE$5)+IF(C1679>$AE$10,($AE$9/C1679),0)))","v":1.2143917281197254},1.238939912026396,2.4861953833299957,0.46384835906898558,5.4287247024920049E-4,1.0915178252325575E-2,3.681949895462111E-4,1.4772818325004906,0.1272375682594209,3.3365439832992783E-2,2.5926362119896851E-3,8.6742110045667786E-5,5.5411238427671705E-5,41.518092415185968,1.1811474173164609,1.1811405181957562,1.192944671531845,0.22149740650540928,0.22149740650540928,0.22149740650540928,0.22149740650540928,null,null,27.790465464532055,null,null,9.5712630359212051E-6,0,0,0]
[1653,1.915411355735805,9.5770567786790259,{"$f":"IF('Calculation Sheet'!$D$59=\"YES\",(Vcc_max-C1680)*ILIM_FINAL_TOL,(Vcc_max-C1680)*($AE$13+IF(C1680>=$AE$8,$AE$7,0)+(IF(C1680>=$AE$6,C1680,0)/$AE$5)+IF(C1680>$AE$10,($AE$9/C1680),0)))","v":1.2114948153252894},1.2360429998008544,2.4844529726448483,0.46391191661622999,5.4298301709265751E-4,1.0917385827154291E-2,3.6731875632134425E-4,1.4743849265730806,0.12726128646806112,3.3372087409438755E-2,2.5931634500111489E-3,8.6759778891165595E-5,5.5422525594650551E-5,41.503463712265109,1.1811558759609149,1.1811489785302736,1.1929502008254467,0.22153575626000999,0.22153575626000999,0.22153575626000999,0.22153575626000999,null,null,27.790801987931708,null,null,9.5770567786790264E-6,0,0,0]
[1654,1.9165701042873693,9.582850521436848,{"$f":"IF('Calculation Sheet'!$D$59=\"YES\",(Vcc_max-C1681)*ILIM_FINAL_TOL,(Vcc_max-C1681)*($AE$13+IF(C1681>=$AE$8,$AE$7,0)+(IF(C1681>=$AE$6,C1681,0)/$AE$5)+IF(C1681>$AE$10,($AE$9/C1681),0)))","v":1.208597902463717},1.2331460875081781,2.4827089802557931,0.46397522346479214,5.4309330010027246E-4,1.091958808403537E-2,3.6644252307627134E-4,1.4714880205699998,0.12728494095792242,3.3378718642777416E-2,2.5936894273941302E-3,8.6777405584603784E-5,5.5433785834946292E-5,41.488827988865395,1.1811635953659798,1.1811566996306813,1.1929549818366723,0.22157399264242594,0.22157399264242594,0.22157399264242594,0.22157399264242594,null,null,27.79113698233143,null,null,9.5828505214368477E-6,0,0,0]
[1655,1.9177288528389336,9.5886442641946683,{"$f":"IF('Calculation Sheet'!$D$59=\"YES\",(Vcc_max-C1682)*ILIM_FINAL_TOL,(Vcc_max-C1682)*($AE$13+IF(C1682>=$AE$8,$AE$7,0)+(IF(C1682>=$AE$6,C1682,0)/$AE$5)+IF(C1682>$AE$10,($AE$9/C1682),0)))","v":1.2057009895350108},1.2302491751483668,2.4809634083297221,0.46403827963589606,5.4320331927226739E-4,1.0921785022978581E-2,3.6556628981077033E-4,1.4685911144913422,0.12730853173039369,3.3385333533100248E-2,2.5942141441390731E-3,8.6794990126204397E-5,5.5445019148558927E-5,41.474185251760908,1.1811705757197299,1.1811636816850504,1.1929590147584199,0.22161211565703354,0.22161211565703354,0.22161211565703354,0.22161211565703354,null,null,27.79147044790956,null,null,9.588644264194669E-6,0,0,0]
[1656,1.9188876013904979,9.5944380069524904,{"$f":"IF('Calculation Sheet'!$D$59=\"YES\",(Vcc_max-C1683)*ILIM_FINAL_TOL,(Vcc_max-C1683)*($AE$13+IF(C1683>=$AE$8,$AE$7,0)+(IF(C1683>=$AE$6,C1683,0)/$AE$5)+IF(C1683>$AE$10,($AE$9/C1683),0)))","v":1.202804076539169},1.2273522627214206,2.479216259030558,0.46410108515076387,5.4331307460842027E-4,1.0923976643993694E-2,3.6469005652484121E-4,1.4656942083372009,0.12733205878686338,3.3391932080498732E-2,2.5947376002466438E-3,8.6812532515745389E-5,5.5456225535488457E-5,41.459535507716609,1.1811768172101913,1.1811699248814045,1.1929622997835383,0.22165012530820882,0.22165012530820882,0.22165012530820882,0.22165012530820882,null,null,27.791802384844399,null,null,9.5944380069524902E-6,0,0,0]
[1657,1.9200463499420621,9.6002317497103125,{"$f":"IF('Calculation Sheet'!$D$59=\"YES\",(Vcc_max-C1684)*ILIM_FINAL_TOL,(Vcc_max-C1684)*($AE$13+IF(C1684>=$AE$8,$AE$7,0)+(IF(C1684>=$AE$6,C1684,0)/$AE$5)+IF(C1684>$AE$10,($AE$9/C1684),0)))","v":1.199907163476192},1.2244553502273396,2.4774675345192594,0.46416364003061594,5.4342256610873108E-4,1.0926162947090035E-2,3.6381382321892808E-4,1.4627973021076677,0.12735552212872014,3.3398514285064573E-2,2.5952597957172863E-3,8.683003275322676E-5,5.5467404995734881E-5,41.444878763488333,1.1811823200253424,1.1811754294077192,1.1929648371048263,0.22168802160032786,0.22168802160032786,0.22168802160032786,0.22168802160032786,null,null,27.792132793314213,null,null,9.6002317497103132E-6,0,0,0]
[1658,1.9212050984936264,9.6060254924681328,{"$f":"IF('Calculation Sheet'!$D$59=\"YES\",(Vcc_max-C1685)*ILIM_FINAL_TOL,(Vcc_max-C1685)*($AE$13+IF(C1685>=$AE$8,$AE$7,0)+(IF(C1685>=$AE$6,C1685,0)/$AE$5)+IF(C1685>$AE$10,($AE$9/C1685),0)))","v":1.1970102503460813},1.2215584376661237,2.4757172369538241,0.46422594429667097,5.4353179377342187E-4,1.0928343932277373E-2,3.629375898923648E-4,1.4599003958028336,0.12737892175735244,3.3405080146889476E-2,2.5957807305514446E-3,8.6847490838648511E-5,5.54785575292982E-5,41.430215025822847,1.181187084353114,1.1811801954519225,1.192966626915033,0.22172580453776647,0.22172580453776647,0.22172580453776647,0.22172580453776647,null,null,27.792461673497233,null,null,9.6060254924681328E-6,0,0,0]
[1659,1.9223638470451907,9.6118192352259548,{"$f":"IF('Calculation Sheet'!$D$59=\"YES\",(Vcc_max-C1686)*ILIM_FINAL_TOL,(Vcc_max-C1686)*($AE$13+IF(C1686>=$AE$8,$AE$7,0)+(IF(C1686>=$AE$6,C1686,0)/$AE$5)+IF(C1686>$AE$10,($AE$9/C1686),0)))","v":1.1941133371488346},1.2186615250377728,2.473965368489293,0.46428799797014575,5.436407576022706E-4,1.0930519599565258E-2,3.620613565458175E-4,1.4570034894227888,0.12740225767414892,3.3411629666064924E-2,2.5963004047497851E-3,8.6864906772010642E-5,5.5489683136178414E-5,41.415544301457814,1.1811911103813888,1.1811842232018943,1.1929676694068581,0.22176347412490016,0.22176347412490016,0.22176347412490016,0.22176347412490016,null,null,27.792789025571636,null,null,9.6118192352259541E-6,0,0,0]
[1660,1.9235225955967552,9.6176129779837769,{"$f":"IF('Calculation Sheet'!$D$59=\"YES\",(Vcc_max-C1687)*ILIM_FINAL_TOL,(Vcc_max-C1687)*($AE$13+IF(C1687>=$AE$8,$AE$7,0)+(IF(C1687>=$AE$6,C1687,0)/$AE$5)+IF(C1687>$AE$10,($AE$9/C1687),0)))","v":1.1912164238844531},1.2157646123422865,2.4722119312777551,0.46434980107225532,5.4374945759549931E-4,1.0932689948963459E-2,3.611851231788421E-4,1.4541065829676214,0.12742552988049827,3.3418162842682619E-2,2.5968188183127516E-3,8.6882280553313151E-5,5.5500781816375522E-5,41.400866597121841,1.1811943982980018,1.1811875128454667,1.1929679647729512,0.22180103036610455,0.22180103036610455,0.22180103036610455,0.22180103036610455,null,null,27.793114849715582,null,null,9.6176129779837771E-6,0,0,0]
[1661,1.9246813441483195,9.623406720741599,{"$f":"IF('Calculation Sheet'!$D$59=\"YES\",(Vcc_max-C1688)*ILIM_FINAL_TOL,(Vcc_max-C1688)*($AE$13+IF(C1688>=$AE$8,$AE$7,0)+(IF(C1688>=$AE$6,C1688,0)/$AE$5)+IF(C1688>$AE$10,($AE$9/C1688),0)))","v":1.1883195105529365},1.2128676995796659,2.470456927468351,0.46441135362421271,5.43857893753108E-4,1.0934854980481523E-2,3.603088897914386E-4,1.4512096764374207,0.12744873837778892,3.3424679676834268E-2,2.5973359712410105E-3,8.6899612182556041E-5,5.5511853569889524E-5,41.386181919534479,1.1811969482907403,1.1811900645704245,1.1929675132059128,0.2218384732657549,0.2218384732657549,0.2218384732657549,0.2218384732657549,null,null,27.793439146107175,null,null,9.6234067207415984E-6,0,0,0]
[1662,1.9258400926998838,9.6292004634994193,{"$f":"IF('Calculation Sheet'!$D$59=\"YES\",(Vcc_max-C1689)*ILIM_FINAL_TOL,(Vcc_max-C1689)*($AE$13+IF(C1689>=$AE$8,$AE$7,0)+(IF(C1689>=$AE$6,C1689,0)/$AE$5)+IF(C1689>$AE$10,($AE$9/C1689),0)))","v":1.1854225971542862},1.2099707867499103,2.4687003592072765,0.4644726556472295,5.4396606607509668E-4,1.0937014694129221E-2,3.5943265638382904E-4,1.4483127698322733,0.12747188316740909,3.343118016861113E-2,2.5978518635347836E-3,8.6916901659961354E-5,5.5522898396720421E-5,41.371490275406188,1.1811987605473437,1.1811918785645039,1.192966314898293,0.22187580282822628,0.22187580282822628,0.22187580282822628,0.22187580282822628,null,null,27.793761914924506,null,null,9.6292004634994197E-6,0,0,0]
[1663,1.926998841251448,9.6349942062572413,{"$f":"IF('Calculation Sheet'!$D$59=\"YES\",(Vcc_max-C1690)*ILIM_FINAL_TOL,(Vcc_max-C1690)*($AE$13+IF(C1690>=$AE$8,$AE$7,0)+(IF(C1690>=$AE$6,C1690,0)/$AE$5)+IF(C1690>$AE$10,($AE$9/C1690),0)))","v":1.1825256836884999},1.2070738738530198,2.4669422286377873,0.46453370716251519,5.4407397456146533E-4,1.0939169089916101E-2,3.5855642295601342E-4,1.4454158631522653,0.12749496425074747,3.3437664318105131E-2,2.5983664951949592E-3,8.6934148985307047E-5,5.5533916296868213E-5,41.356791671438422,1.1811998352555035,1.1811929550153939,1.1929643700425929,0.22191301905789373,0.22191301905789373,0.22191301905789373,0.22191301905789373,null,null,27.7940831563456,null,null,9.634994206257241E-6,0,0,0]
[1664,{"$f":"($AE$11/2000)*(A1691)","v":1.9281575898030123},{"$f":"$AE$13*B1691*10^-3/($AE$4*10^-6)","v":9.6407879490150634},{"$f":"IF('Calculation Sheet'!$D$59=\"YES\",(Vcc_max-C1691)*ILIM_FINAL_TOL,(Vcc_max-C1691)*($AE$13+IF(C1691>=$AE$8,$AE$7,0)+(IF(C1691>=$AE$6,C1691,0)/$AE$5)+IF(C1691>$AE$10,($AE$9/C1691),0)))","v":1.1796287701555785},1.2041769608889943,2.4651825379002026,0.46459450819127768,5.4418161921221397E-4,1.094131816785171E-2,3.576801895077697E-4,1.4425189563974816,0.12751798162919226,3.3444132125407755E-2,2.5988798662217594E-3,8.6951354158593119E-5,5.5544907270332899E-5,41.342086114323656,1.1812001726028638,1.1811932941107357,1.1929616788312636,0.221950121959132,0.221950121959132,0.221950121959132,0.221950121959132,null,null,27.794402870548478,null,null,{"$f":"IF(C1691>=$AE$6,C1691,0)/$AE$5","v":9.6407879490150639E-6},{"$f":"IF(C1691>=$AE$8,$AE$7,0)","v":0},{"$f":"IF(C1691>$AE$10,($AE$9/C1691),0)","v":0},{"$f":"(Q1691-AA1691)*IF((Vcc_max-C1691)>$F$4,1,0)","v":0}]
[1665,1.9293163383545766,9.6465816917728837,{"$f":"IF('Calculation Sheet'!$D$59=\"YES\",(Vcc_max-C1692)*ILIM_FINAL_TOL,(Vcc_max-C1692)*($AE$13+IF(C1692>=$AE$8,$AE$7,0)+(IF(C1692>=$AE$6,C1692,0)/$AE$5)+IF(C1692>$AE$10,($AE$9/C1692),0)))","v":1.1767318565555234},{"$f":"(D1691+((((EXP(-(B1692-B1691)*10^-3/$F$14)))*(E1691-D1691))))","v":1.2012800478578338},{"$f":"(D1691+((((EXP(-(B1692-B1691)*10^-3/$F$15)))*(F1691-D1691))))","v":2.4634212891319094},{"$f":"(D1691+((((EXP(-(B1692-B1691)*10^-3/$F$16)))*(G1691-D1691))))","v":0.46465505875472302},{"$f":"(D1691+((((EXP(-(B1692-B1691)*10^-3/$F$17)))*(H1691-D1691))))","v":5.442890000273426E-4},{"$f":"(D1691+((((EXP(-(B1692-B1691)*10^-3/$F$18)))*(I1691-D1691))))","v":1.0943461927945597E-2},{"$f":"(D1691+((((EXP(-(B1692-B1691)*10^-3/$F$19)))*(JX1691-D1691))))","v":3.5680395603909787E-4},{"$f":"(D1691+((((EXP(-(B1692-B1691)*10^-3/$F$20)))*(K1691-D1691))))","v":1.4396220495680065},{"$f":"(D1691+((((EXP(-(B1692-B1691)*10^-3/$F$21)))*(L1691-D1691))))","v":0.12754093530413213},{"$f":"(D1691+((((EXP(-(B1692-B1691)*10^-3/$F$22)))*(M1691-D1691))))","v":3.3450583590610705E-2},2.5993919766158502E-3,8.6968517179819571E-5,5.555587131711448E-5,41.327373610745262,{"$f":"(D1691+((((EXP(-(B1692-B1691)*10^-3/$B$14)))*(R1691-D1691))))","v":1.1811997727770207},{"$f":"(D1691+((((EXP(-(B1692-B1691)*10^-3/$B$15)))*(S1691-D1691))))","v":1.1811928960381226},{"$f":"(D1691+((((EXP(-(B1692-B1691)*10^-3/$B$16)))*(T1691-D1691))))","v":1.1929582414567068},{"$f":"(D1691+((((EXP(-(B1692-B1691)*10^-3/$B$17)))*(U1691-D1691))))","v":0.22198711153631578},{"$f":"(D1691+((((EXP(-(B1692-B1691)*10^-3/$B$18)))*(V1691-D1691))))","v":0.22198711153631578},0.22198711153631578,0.22198711153631578,null,null,27.794721057711087,null,null,9.6465816917728835E-6,0,0,0]
[1666,1.9304750869061409,9.6523754345307058,{"$f":"IF('Calculation Sheet'!$D$59=\"YES\",(Vcc_max-C1693)*ILIM_FINAL_TOL,(Vcc_max-C1693)*($AE$13+IF(C1693>=$AE$8,$AE$7,0)+(IF(C1693>=$AE$6,C1693,0)/$AE$5)+IF(C1693>$AE$10,($AE$9/C1693),0)))","v":1.1738349428883323},1.1983831347595386,2.4616584844673666,0.46471535887405535,5.443961170068512E-4,1.0945600370207531E-2,3.5592772255044203E-4,1.4367251426639234,0.12756382527695509,3.3457018713805464E-2,{"$f":"(D1692+((((EXP(-(B1693-B1692)*10^-3/$F$23)))*(N1692-D1692))))","v":2.5999028263776758E-3},{"$f":"(D1692+((((EXP(-(B1693-B1692)*10^-3/$F$24)))*(O1692-D1692))))","v":8.6985638048986402E-5},{"$f":"(D1692+((((EXP(-(B1693-B1692)*10^-3/$F$25)))*(P1692-D1692))))","v":5.5566808436990911E-5},{"$f":"$C$6+(E1693*$G$14)+(F1693*$G$15)+(G1693*$G$16)+(H1693*$G$17)+(I1693*$G$18)+(J1693*$G$19)+(K1693*$G$20)+(L1693*$G$21)+(M1693*$G$22)","v":41.312654167377687},1.1811986359655227,1.1811917609851004,1.1929540581112745,0.22202398779381949,0.22202398779381949,{"$f":"(D1692+((((EXP(-(B1693-B1692)*10^-3/$B$19)))*(W1692-D1692))))","v":0.22202398779381949},{"$f":"(D1692+((((EXP(-(B1693-B1692)*10^-3/$B$20)))*(X1692-D1692))))","v":0.22202398779381949},null,null,{"$f":"$C$6+(R1693*$C$14)+(S1693*$C$15)+(T1693*$C$16)+(U1693*$C$17)+(V1693*$C$18)+(W1693*$C$19)+(X1693*$C$20)","v":27.795037718011372},null,null,9.6523754345307065E-6,0,0,0]
[1667,1.9316338354577054,9.6581691772885279,{"$f":"IF('Calculation Sheet'!$D$59=\"YES\",(Vcc_max-C1694)*ILIM_FINAL_TOL,(Vcc_max-C1694)*($AE$13+IF(C1694>=$AE$8,$AE$7,0)+(IF(C1694>=$AE$6,C1694,0)/$AE$5)+IF(C1694>$AE$10,($AE$9/C1694),0)))","v":1.1709380291540064},1.195486221594108,2.4598941260381078,0.46477540857047728,5.4450297015073978E-4,1.0947733494647283E-2,3.5505148904113604E-4,1.4338282356853138,0.12758665154904958,3.3463437495083737E-2,2.6004124155076802E-3,8.7002716766093613E-5,5.5577718630184236E-5,41.297927790886369,1.1811967623558703,1.1811898891391668,1.1929491289872691,0.22206075073601739,0.22206075073601739,0.22206075073601739,0.22206075073601739,null,null,27.795352851627214,null,null,9.6581691772885278E-6,0,0,0]
[1668,1.9327925840092697,9.6639629200463499,{"$f":"IF('Calculation Sheet'!$D$59=\"YES\",(Vcc_max-C1695)*ILIM_FINAL_TOL,(Vcc_max-C1695)*($AE$13+IF(C1695>=$AE$8,$AE$7,0)+(IF(C1695>=$AE$6,C1695,0)/$AE$5)+IF(C1695>$AE$10,($AE$9/C1695),0)))","v":1.1680411153525454},1.1925893083615429,2.4581282159727484,0.46483520786518928,5.4460955945900835E-4,1.0949861301274399E-2,3.5417525551184603E-4,1.4309313286322605,0.12760941412180404,3.3469839934537005E-2,2.6009207440065296E-3,8.7019753331141203E-5,5.5588601896694456E-5,41.283194487927759,1.1811941521355167,1.1811872806877721,1.1929434542769435,0.22209740036728365,0.22209740036728365,0.22209740036728365,0.22209740036728365,null,null,27.795666458736473,null,null,9.6639629200463491E-6,0,0,0]
[1669,1.933951332560834,9.669756662804172,{"$f":"IF('Calculation Sheet'!$D$59=\"YES\",(Vcc_max-C1696)*ILIM_FINAL_TOL,(Vcc_max-C1696)*($AE$13+IF(C1696>=$AE$8,$AE$7,0)+(IF(C1696>=$AE$6,C1696,0)/$AE$5)+IF(C1696>$AE$10,($AE$9/C1696),0)))","v":1.1651442014839499},1.1896923950618428,2.4563607563969856,0.46489475677939018,5.4471588493187895E-4,1.095198379009843E-2,3.5329902196212792E-4,1.4280344215048433,0.12763211299660648,3.3476226032256973E-2,2.6014278118746681E-3,8.7036747744129173E-5,5.5599458236521571E-5,41.26845426514938,1.1811908054918669,1.1811839358183189,1.1929370341725007,0.22213393669199222,0.22213393669199222,0.22213393669199222,0.22213393669199222,null,null,27.795978539516959,null,null,9.6697566628041721E-6,0,0,0]
[1670,1.9351100811123982,9.6755504055619923,{"$f":"IF('Calculation Sheet'!$D$59=\"YES\",(Vcc_max-C1697)*ILIM_FINAL_TOL,(Vcc_max-C1697)*($AE$13+IF(C1697>=$AE$8,$AE$7,0)+(IF(C1697>=$AE$6,C1697,0)/$AE$5)+IF(C1697>$AE$10,($AE$9/C1697),0)))","v":1.1622472875482199},1.1867954816950077,2.4545917494336051,0.46495405533427714,5.4482194656912952E-4,1.0954100961128921E-2,3.5242278839198171E-4,1.4251375143031422,0.12765474817484534,3.3482595788335123E-2,2.6019336191127618E-3,8.7053700005279566E-5,5.561028764966558E-5,41.253707129189763,1.181186722612279,1.181179854718162,1.1929298688660948,0.22217035971451682,0.22217035971451682,0.22217035971451682,0.22217035971451682,null,null,27.796289094146459,null,null,9.6755504055619917E-6,0,0,0]
[1671,1.9362688296639625,9.6813441483198144,{"$f":"IF('Calculation Sheet'!$D$59=\"YES\",(Vcc_max-C1698)*ILIM_FINAL_TOL,(Vcc_max-C1698)*($AE$13+IF(C1698>=$AE$8,$AE$7,0)+(IF(C1698>=$AE$6,C1698,0)/$AE$5)+IF(C1698>$AE$10,($AE$9/C1698),0)))","v":1.1593503735453545},1.1838985682610379,2.4528211972024843,0.4650131035510453,5.4492774437098213E-4,1.0956212814375643E-2,3.5154655480162944E-4,1.4222406070272355,0.12767731965790863,3.3488949202863161E-2,2.6024381657212547E-3,8.7070610114370339E-5,5.5621090136126483E-5,41.238953086678556,1.1811819036840625,1.1811750375746084,1.1929219585498296,0.22220666943923117,0.22220666943923117,0.22220666943923117,0.22220666943923117,null,null,27.79659812280271,null,null,9.6813441483198147E-6,0,0,0]
[1672,1.9374275782155268,9.6871378910776347,{"$f":"IF('Calculation Sheet'!$D$59=\"YES\",(Vcc_max-C1699)*ILIM_FINAL_TOL,(Vcc_max-C1699)*($AE$13+IF(C1699>=$AE$8,$AE$7,0)+(IF(C1699>=$AE$6,C1699,0)/$AE$5)+IF(C1699>$AE$10,($AE$9/C1699),0)))","v":1.1564534594753548},1.1810016547599331,2.4510491018205958,0.46507190145088828,5.4503327833721471E-4,1.0958319349848145E-2,3.5067032119084907E-4,1.4193436996772015,0.12769982744718456,3.349528627593279E-2,2.6029414517005911E-3,8.7087478071401492E-5,5.5631865695904281E-5,41.224192144236412,1.18117634889448,1.1811694845749179,1.1929133034157602,0.22224286587050868,0.22224286587050868,0.22224286587050868,0.22224286587050868,null,null,27.796905625663427,null,null,9.6871378910776343E-6,0,0,0]
[1673,1.9385863267670911,9.6929316338354568,{"$f":"IF('Calculation Sheet'!$D$59=\"YES\",(Vcc_max-C1700)*ILIM_FINAL_TOL,(Vcc_max-C1700)*($AE$13+IF(C1700>=$AE$8,$AE$7,0)+(IF(C1700>=$AE$6,C1700,0)/$AE$5)+IF(C1700>$AE$10,($AE$9/C1700),0)))","v":1.1535565453382195},1.1781047411916936,2.449275465402013,0.46513044905499756,5.4513854846804932E-4,1.0960420567556195E-2,3.4979408755986263E-4,1.4164467922531172,0.12772227154406135,3.3501607007635492E-2,2.6034434770512149E-3,8.7104303876373024E-5,5.5642614328998974E-5,41.209424308475143,1.1811700584307459,1.181163195906302,1.1929039036558913,0.22227894901272249,0.22227894901272249,0.22227894901272249,0.22227894901272249,null,null,27.797211602906266,null,null,9.6929316338354572E-6,0,0,0]
[1674,1.9397450753186554,9.6987253765932788,{"$f":"IF('Calculation Sheet'!$D$59=\"YES\",(Vcc_max-C1701)*ILIM_FINAL_TOL,(Vcc_max-C1701)*($AE$13+IF(C1701>=$AE$8,$AE$7,0)+(IF(C1701>=$AE$6,C1701,0)/$AE$5)+IF(C1701>$AE$10,($AE$9/C1701),0)))","v":1.1506596311339492},1.1752078275563191,2.4475002900579117,0.46518874638456309,5.4524355476348596E-4,1.0962516467509342E-2,3.4891785390867014E-4,1.4135498847550587,0.12774465194992701,3.3507911398062751E-2,2.6039442417737924E-3,8.7121087529284935E-5,5.5653336035410561E-5,41.194649585997631,1.1811630324800273,1.1811561717559254,1.1928937594621787,0.2223149188702459,0.2223149188702459,0.2223149188702459,0.2223149188702459,null,null,27.797516054708868,null,null,9.6987253765932785E-6,0,0,0]
[1675,1.9409038238702199,9.7045191193511009,{"$f":"IF('Calculation Sheet'!$D$59=\"YES\",(Vcc_max-C1702)*ILIM_FINAL_TOL,(Vcc_max-C1702)*($AE$13+IF(C1702>=$AE$8,$AE$7,0)+(IF(C1702>=$AE$6,C1702,0)/$AE$5)+IF(C1702>$AE$10,($AE$9/C1702),0)))","v":1.1477627168625437},1.172310913853809,2.445723577896576,0.46524679346077313,5.4534829722352463E-4,1.0964607049717134E-2,3.4804162023704954E-4,1.4106529771831009,0.12776696866616954,3.3514199447306492E-2,2.6044437458687675E-3,8.7137829030137226E-5,5.5664030815139043E-5,41.179867983397862,1.1811552712294435,1.1811484123109044,1.1928828710265287,0.22235077544745174,0.22235077544745174,0.22235077544745174,0.22235077544745174,null,null,27.797818981248827,null,null,9.7045191193511015E-6,0,0,0]
[1676,1.9420625724217842,9.710312862108923,{"$f":"IF('Calculation Sheet'!$D$59=\"YES\",(Vcc_max-C1703)*ILIM_FINAL_TOL,(Vcc_max-C1703)*($AE$13+IF(C1703>=$AE$8,$AE$7,0)+(IF(C1703>=$AE$6,C1703,0)/$AE$5)+IF(C1703>$AE$10,($AE$9/C1703),0)))","v":1.1448658025240037},1.1694140000841646,2.4439453310234018,0.46530459030481364,5.4545277584816532E-4,1.0966692314189341E-2,3.4716538654522289E-4,1.4077560695373195,0.12778922169417695,3.3520471155457976E-2,2.6049419893368064E-3,8.7154528378929896E-5,5.5674698668184419E-5,41.165079507260941,1.1811467748660665,1.181139917758308,1.1928712385407978,0.22238651874871285,0.22238651874871285,0.22238651874871285,0.22238651874871285,null,null,27.798120382703701,null,null,9.7103128621089228E-6,0,0,0]
[1677,1.9432213209733484,9.7161066048667433,{"$f":"IF('Calculation Sheet'!$D$59=\"YES\",(Vcc_max-C1704)*ILIM_FINAL_TOL,(Vcc_max-C1704)*($AE$13+IF(C1704>=$AE$8,$AE$7,0)+(IF(C1704>=$AE$6,C1704,0)/$AE$5)+IF(C1704>$AE$10,($AE$9/C1704),0)))","v":1.1419688881183296},1.1665170862473853,2.4421655515409002,0.46536213693786921,5.4555699063740803E-4,1.0968772260935511E-2,3.4628915283296813E-4,1.4048591618177872,0.12781141103533744,3.3526726522608907E-2,2.6054389721783533E-3,8.7171185575662946E-5,5.5685339594324645E-5,41.150284164163139,1.1811375435769202,1.1811306882851578,1.1928588621967933,0.22242214877840172,0.22242214877840172,0.22242214877840172,0.22242214877840172,null,null,27.798420259250999,null,null,9.7161066048667441E-6,0,0,0]
[1678,1.9443800695249127,9.7219003476245653,{"$f":"IF('Calculation Sheet'!$D$59=\"YES\",(Vcc_max-C1705)*ILIM_FINAL_TOL,(Vcc_max-C1705)*($AE$13+IF(C1705>=$AE$8,$AE$7,0)+(IF(C1705>=$AE$6,C1705,0)/$AE$5)+IF(C1705>$AE$10,($AE$9/C1705),0)))","v":1.1390719736455197},1.1636201723434711,2.4403842415487018,0.46541943338112257,5.4566094159125278E-4,1.0970846889965413E-2,3.4541291910050731E-4,1.4019622540245775,0.12783353669103881,3.353296554885099E-2,2.6059346943938522E-3,8.7187800620336375E-5,5.5695953593781766E-5,41.135481960671854,1.1811275775489816,1.1811207240784274,1.1928457421862728,0.22245766554089086,0.22245766554089086,0.22245766554089086,0.22245766554089086,null,null,27.798718611068221,null,null,9.7219003476245654E-6,0,0,0]
[1679,1.945538818076477,9.7276940903823856,{"$f":"IF('Calculation Sheet'!$D$59=\"YES\",(Vcc_max-C1706)*ILIM_FINAL_TOL,(Vcc_max-C1706)*($AE$13+IF(C1706>=$AE$8,$AE$7,0)+(IF(C1706>=$AE$6,C1706,0)/$AE$5)+IF(C1706>$AE$10,($AE$9/C1706),0)))","v":1.1361750591055757},1.1607232583724221,2.4386014031435606,0.46547647965575467,5.4576462870969955E-4,1.0972916201288374E-2,3.4453668534761839E-4,1.3990653461577622,0.12785559866266927,3.3539188234275708E-2,2.6064291559839692E-3,8.7204373513172229E-5,5.5706540666555782E-5,41.120672903345671,1.1811168769691793,1.1811100253250431,1.1928318787009449,0.22249306904055255,0.22249306904055255,0.22249306904055255,0.22249306904055255,null,null,27.799015438332802,null,null,9.727694090382385E-6,0,0,0]
[1680,1.9466975666280413,9.7334878331402077,{"$f":"IF('Calculation Sheet'!$D$59=\"YES\",(Vcc_max-C1707)*ILIM_FINAL_TOL,(Vcc_max-C1707)*($AE$13+IF(C1707>=$AE$8,$AE$7,0)+(IF(C1707>=$AE$6,C1707,0)/$AE$5)+IF(C1707>$AE$10,($AE$9/C1707),0)))","v":1.1332781444984961},1.157826344334238,2.4368170384193579,0.46553327578294457,5.4586805199274835E-4,1.0974980194914385E-2,3.4366045157452341E-4,1.3961684382174127,0.12787759695161638,3.3545394578974763E-2,2.6069223569489264E-3,8.7220904253948461E-5,5.5717100812646692E-5,41.105856998734303,1.1811054420243952,1.1810985922118837,1.1928172719324683,0.22252835928175885,0.22252835928175885,0.22252835928175885,0.22252835928175885,null,null,27.799310741222158,null,null,9.733487833140208E-6,0,0,0]
[1681,1.9478563151796056,9.7392815758980298,{"$f":"IF('Calculation Sheet'!$D$59=\"YES\",(Vcc_max-C1708)*ILIM_FINAL_TOL,(Vcc_max-C1708)*($AE$13+IF(C1708>=$AE$8,$AE$7,0)+(IF(C1708>=$AE$6,C1708,0)/$AE$5)+IF(C1708>$AE$10,($AE$9/C1708),0)))","v":1.1303812298242812},1.154929430228919,2.4350311494671066,0.46558982178386954,5.4597121144062122E-4,1.0977038870852773E-2,3.4278421778100032E-4,1.3932715302035994,0.12789953155926836,3.355158458303964E-2,2.6074142972896119E-3,8.7237392842665074E-5,5.5727634032054496E-5,41.091034253378673,1.1810932729014627,1.1810864249257802,1.1928019220724526,0.22256353626888159,0.22256353626888159,0.22256353626888159,0.22256353626888159,null,null,27.79960451991365,null,null,9.7392815758980293E-6,0,0,0]
[1682,1.9490150637311698,9.7450753186558501,{"$f":"IF('Calculation Sheet'!$D$59=\"YES\",(Vcc_max-C1709)*ILIM_FINAL_TOL,(Vcc_max-C1709)*($AE$13+IF(C1709>=$AE$8,$AE$7,0)+(IF(C1709>=$AE$6,C1709,0)/$AE$5)+IF(C1709>$AE$10,($AE$9/C1709),0)))","v":1.1274843150829326},1.1520325160564651,2.4332437383749546,0.46564611767970521,5.4607410705309611E-4,1.0979092229113308E-2,3.4190798396727118E-4,1.3903746221163922,0.12792140248701278,3.3557758246562042E-2,2.6079049770062479E-3,8.7253839279322065E-5,5.5738140324779195E-5,41.076204673810906,1.1810803697871686,1.1810735236535164,1.1927858293124578,0.22259860000629272,0.22259860000629272,0.22259860000629272,0.22259860000629272,null,null,27.799896774584631,null,null,9.7450753186558505E-6,0,0,0]
[1683,1.9501738122827343,9.7508690614136739,{"$f":"IF('Calculation Sheet'!$D$59=\"YES\",(Vcc_max-C1710)*ILIM_FINAL_TOL,(Vcc_max-C1710)*($AE$13+IF(C1710>=$AE$8,$AE$7,0)+(IF(C1710>=$AE$6,C1710,0)/$AE$5)+IF(C1710>$AE$10,($AE$9/C1710),0)))","v":1.1245874002744471},1.1491356018168759,2.4314548072281887,0.4657021634916253,5.4617673883039508E-4,1.0981140269705758E-2,3.4103175013333598E-4,1.3874777139558594,0.12794320973623763,3.3563915569633451E-2,2.6083943960995004E-3,8.7270243563919436E-5,5.5748619690820789E-5,41.061368266554339,1.1810667328682514,1.1810598885818282,1.1927689938439947,0.22263355049836364,0.22263355049836364,0.22263355049836364,0.22263355049836364,null,null,27.800187505412389,null,null,9.7508690614136735E-6,0,0,0]
[1684,1.9513325608342986,9.7566628041714942,{"$f":"IF('Calculation Sheet'!$D$59=\"YES\",(Vcc_max-C1711)*ILIM_FINAL_TOL,(Vcc_max-C1711)*($AE$13+IF(C1711>=$AE$8,$AE$7,0)+(IF(C1711>=$AE$6,C1711,0)/$AE$5)+IF(C1711>$AE$10,($AE$9/C1711),0)))","v":1.1216904853988285},1.1462386875101522,2.4296643581092399,0.46575795924080154,5.4627910677229607E-4,1.0983182992639451E-2,3.4015551627897267E-4,1.3845808057220703,0.12796495330833069,3.3570056552345573E-2,2.6088825545698135E-3,8.7286605696457187E-5,5.5759072130179277E-5,41.046525038123512,1.1810523623314024,1.1810455198974041,1.1927514158585246,0.22266838774946596,0.22266838774946596,0.22266838774946596,0.22266838774946596,null,null,27.800476712574184,null,null,9.7566628041714948E-6,0,0,0]
[1685,1.9524913093858629,9.7624565469293145,{"$f":"IF('Calculation Sheet'!$D$59=\"YES\",(Vcc_max-C1712)*ILIM_FINAL_TOL,(Vcc_max-C1712)*($AE$13+IF(C1712>=$AE$8,$AE$7,0)+(IF(C1712>=$AE$6,C1712,0)/$AE$5)+IF(C1712>$AE$10,($AE$9/C1712),0)))","v":1.1187935704560752},1.1433417731362936,2.4278723930976849,0.46581350494840423,5.4638121087902114E-4,1.0985220397924378E-2,3.3927928240418126E-4,1.3816838974150918,0.12798663320467973,3.3576181194790111E-2,2.6093694524178535E-3,8.7302925676935317E-5,5.576949764285466E-5,41.031674995024218,1.1810372583632658,1.1810304177868853,1.1927330955474593,0.22270311176397073,0.22270311176397073,0.22270311176397073,0.22270311176397073,null,null,27.800764396247246,null,null,9.7624565469293144E-6,0,0,0]
[1686,1.9536500579374272,9.7682502896871384,{"$f":"IF('Calculation Sheet'!$D$59=\"YES\",(Vcc_max-C1713)*ILIM_FINAL_TOL,(Vcc_max-C1713)*($AE$13+IF(C1713>=$AE$8,$AE$7,0)+(IF(C1713>=$AE$6,C1713,0)/$AE$5)+IF(C1713>$AE$10,($AE$9/C1713),0)))","v":1.1158966554461849},1.1404448586953002,2.4260789142702524,0.46586880063560165,5.4648305115057028E-4,1.0987252485569865E-2,3.3840304850940583E-4,1.3787869890349906,0.12800824942667255,3.3582289497058548E-2,2.6098550896440642E-3,8.7319203505353826E-5,5.5779896228624892E-5,41.01681814375349,1.1810214211504377,1.1810145824368654,1.1927140331021617,0.22273772254624913,0.22273772254624913,0.22273772254624913,0.22273772254624913,null,null,27.801050556608747,null,null,9.7682502896871391E-6,0,0,0]
[1687,1.9548088064889915,9.7740440324449587,{"$f":"IF('Calculation Sheet'!$D$59=\"YES\",(Vcc_max-C1714)*ILIM_FINAL_TOL,(Vcc_max-C1714)*($AE$13+IF(C1714>=$AE$8,$AE$7,0)+(IF(C1714>=$AE$6,C1714,0)/$AE$5)+IF(C1714>$AE$10,($AE$9/C1714),0)))","v":1.1129997403691618},1.1375479441871716,2.4242839237008251,0.46592384632356043,5.4658462758694348E-4,1.0989279255585682E-2,3.3752681459398026E-4,1.3758900805818328,0.12802980197569669,3.3588381459242367E-2,2.6103394662488899E-3,8.7335439181712715E-5,5.579026788771202E-5,41.001954490799598,1.181004850879467,1.1809980140338905,1.1926942287139448,0.2227722201006721,0.2227722201006721,0.2227722201006721,0.2227722201006721,null,null,27.801335193835854,null,null,9.7740440324449587E-6,0,0,0]
[1688,1.9559675550405557,9.7798377752027807,{"$f":"IF('Calculation Sheet'!$D$59=\"YES\",(Vcc_max-C1715)*ILIM_FINAL_TOL,(Vcc_max-C1715)*($AE$13+IF(C1715>=$AE$8,$AE$7,0)+(IF(C1715>=$AE$6,C1715,0)/$AE$5)+IF(C1715>$AE$10,($AE$9/C1715),0)))","v":1.1101028252250027},1.1346510296119083,2.4224874234604448,0.4659786420334453,5.4668594018814076E-4,1.0991300707981377E-2,3.3665058065857068E-4,1.3729931720556836,0.12805129085313993,3.3594457081433271E-2,2.6108225822329967E-3,8.7351632706011983E-5,5.5800612620116041E-5,40.987084042642124,1.1809875477368552,1.1809807127644592,1.1926736825740729,0.22280660443161038,0.22280660443161038,0.22280660443161038,0.22280660443161038,null,null,27.801618308105677,null,null,9.77983777520278E-6,0,0,0]
[1689,1.95712630359212,9.785631517960601,{"$f":"IF('Calculation Sheet'!$D$59=\"YES\",(Vcc_max-C1716)*ILIM_FINAL_TOL,(Vcc_max-C1716)*($AE$13+IF(C1716>=$AE$8,$AE$7,0)+(IF(C1716>=$AE$6,C1716,0)/$AE$5)+IF(C1716>$AE$10,($AE$9/C1716),0)))","v":1.1072059100137097},1.1317541149695101,2.4206894156173155,0.46603318778641922,5.4678698895416211E-4,1.099331684276672E-2,3.3577434670251094E-4,1.3700962634566076,0.12807271606038995,3.3600516363722743E-2,2.6113044375966066E-3,8.7367784078473676E-5,5.5810930425836958E-5,40.972206805751867,1.180969511909056,1.1809626788150225,1.1926523948737604,0.22284087554343446,0.22284087554343446,0.22284087554343446,0.22284087554343446,null,null,27.801899899595298,null,null,9.7856315179606013E-6,0,0,0]
[1690,1.9582850521436845,9.7914252607184231,{"$f":"IF('Calculation Sheet'!$D$59=\"YES\",(Vcc_max-C1717)*ILIM_FINAL_TOL,(Vcc_max-C1717)*($AE$13+IF(C1717>=$AE$8,$AE$7,0)+(IF(C1717>=$AE$6,C1717,0)/$AE$5)+IF(C1717>$AE$10,($AE$9/C1717),0)))","v":1.1043089947352809},1.1288572002599766,2.418889902236808,0.46608748360364349,5.4688777388500753E-4,1.0995327659951259E-2,3.3489811272646719E-4,1.3671993547846679,0.12809407759883429,3.3606559306202488E-2,2.6117850323406078E-3,8.7383893298875748E-5,5.5821221304874769E-5,40.957322786591014,1.180950743582476,1.1809439123719843,1.1926303658041726,0.22287503344051485,0.22287503344051485,0.22287503344051485,0.22287503344051485,null,null,27.802179968481738,null,null,9.7914252607184225E-6,0,0,0]
[1691,1.9594438006952488,9.7972190034762452,{"$f":"IF('Calculation Sheet'!$D$59=\"YES\",(Vcc_max-C1718)*ILIM_FINAL_TOL,(Vcc_max-C1718)*($AE$13+IF(C1718>=$AE$8,$AE$7,0)+(IF(C1718>=$AE$6,C1718,0)/$AE$5)+IF(C1718>$AE$10,($AE$9/C1718),0)))","v":1.1014120793897171},1.1259602854833086,2.4170888853814643,0.4661415295062773,5.4698829498067703E-4,1.0997333159544542E-2,3.3402187872999534E-4,1.3643024460399289,0.12811537546986052,3.3612585908963988E-2,2.6122643664652223E-3,8.7399960367218199E-5,5.5831485257229474E-5,40.942431991612935,1.1809312429434744,1.180924413621701,1.1926075955564257,0.22290907812722172,0.22290907812722172,0.22290907812722172,0.22290907812722172,null,null,27.802458514942018,null,null,9.7972190034762455E-6,0,0,0]
[1692,1.9606025492468131,9.8030127462340655,{"$f":"IF('Calculation Sheet'!$D$59=\"YES\",(Vcc_max-C1719)*ILIM_FINAL_TOL,(Vcc_max-C1719)*($AE$13+IF(C1719>=$AE$8,$AE$7,0)+(IF(C1719>=$AE$6,C1719,0)/$AE$5)+IF(C1719>$AE$10,($AE$9/C1719),0)))","v":1.0985151639770192},1.1230633706395057,2.4152863671109994,0.46619532551547826,5.4708855224117059E-4,1.0999333341556339E-2,3.3314564471309538E-4,1.3614055372224523,0.12813660967485618,3.3618596172098947E-2,2.6127424399711163E-3,8.741598528350103E-5,5.5841722282901074E-5,40.927534427262422,1.1809110101783626,1.1809041827504814,1.1925840843215865,0.22294300960792512,0.22294300960792512,0.22294300960792512,0.22294300960792512,null,null,27.80273553915309,null,null,9.8030127462340651E-6,0,0,0]
[1693,1.9617612977983774,9.8088064889918876,{"$f":"IF('Calculation Sheet'!$D$59=\"YES\",(Vcc_max-C1720)*ILIM_FINAL_TOL,(Vcc_max-C1720)*($AE$13+IF(C1720>=$AE$8,$AE$7,0)+(IF(C1720>=$AE$6,C1720,0)/$AE$5)+IF(C1720>$AE$10,($AE$9/C1720),0)))","v":1.0956182484971857},1.120166455728568,2.4134823494823068,0.46624887165240225,5.4718854566648822E-4,1.1001328205996197E-2,3.3226941067598936E-4,1.3585086283323,0.12815778021520885,3.362459009569907E-2,2.613219252858956E-3,8.743196804772424E-5,5.5851932381889569E-5,40.912630099975566,1.180890045473405,1.1808832199445869,1.1925598322906725,0.22297682788699502,0.22297682788699502,0.22297682788699502,0.22297682788699502,null,null,27.803011041291899,null,null,9.8088064889918881E-6,0,0,0]
[1694,1.9629200463499417,9.8146002317497096,{"$f":"IF('Calculation Sheet'!$D$59=\"YES\",(Vcc_max-C1721)*ILIM_FINAL_TOL,(Vcc_max-C1721)*($AE$13+IF(C1721>=$AE$8,$AE$7,0)+(IF(C1721>=$AE$6,C1721,0)/$AE$5)+IF(C1721>$AE$10,($AE$9/C1721),0)))","v":1.0927213329502172},1.1172695407504953,2.4116768345494619,0.46630216793820334,5.4728827525685197E-4,1.1003317752873887E-2,3.3139317661867729E-4,1.355611719369533,0.12817888709230607,3.3630567679855616E-2,2.6136948051289632E-3,8.744790865988783E-5,5.5862115553972913E-5,40.897719016179799,1.1808683490148186,1.1808615253902319,1.192534839654652,0.22301053296880113,0.22301053296880113,0.22301053296880113,0.22301053296880113,null,null,27.803285021535327,null,null,9.8146002317497094E-6,0,0,0]
[1695,1.9640787949015059,9.8203939745075299,{"$f":"IF('Calculation Sheet'!$D$59=\"YES\",(Vcc_max-C1722)*ILIM_FINAL_TOL,(Vcc_max-C1722)*($AE$13+IF(C1722>=$AE$8,$AE$7,0)+(IF(C1722>=$AE$6,C1722,0)/$AE$5)+IF(C1722>$AE$10,($AE$9/C1722),0)))","v":1.0898244173361145},1.1143726257052877,2.4098698243637262,0.4663552143940336,5.473877410120398E-4,1.1005301982198734E-2,3.3051694254093711E-4,1.3527148103342117,0.12819993030753518,3.3636528924660514E-2,2.6141690967818043E-3,8.7463807119991799E-5,5.5872271799373152E-5,40.882801182293832,1.1808459209887727,1.1808390992735829,1.1925091066044442,0.22304412485771297,0.22304412485771297,0.22304412485771297,0.22304412485771297,null,null,27.803557480060221,null,null,9.8203939745075307E-6,0,0,0]
[1696,1.9652375434530702,9.826187717265352,{"$f":"IF('Calculation Sheet'!$D$59=\"YES\",(Vcc_max-C1723)*ILIM_FINAL_TOL,(Vcc_max-C1723)*($AE$13+IF(C1723>=$AE$8,$AE$7,0)+(IF(C1723>=$AE$6,C1723,0)/$AE$5)+IF(C1723>$AE$10,($AE$9/C1723),0)))","v":1.0869275016548763},1.1114757105929451,2.4080613209735513,0.46640801104104357,5.4748694293227373E-4,1.1007280893980731E-2,3.2964070844276883E-4,1.3498179012263958,0.12822090986228374,3.3642473830205244E-2,2.6146421278179233E-3,8.7479663428036147E-5,5.5882401118090286E-5,40.867876604727861,1.1808227615813893,1.1808159417807593,1.1924826333309189,0.22307760355810002,0.22307760355810002,0.22307760355810002,0.22307760355810002,null,null,27.803828417043412,null,null,9.826187717265352E-6,0,0,0]
[1697,1.9663962920046345,9.8319814600231741,{"$f":"IF('Calculation Sheet'!$D$59=\"YES\",(Vcc_max-C1724)*ILIM_FINAL_TOL,(Vcc_max-C1724)*($AE$13+IF(C1724>=$AE$8,$AE$7,0)+(IF(C1724>=$AE$6,C1724,0)/$AE$5)+IF(C1724>$AE$10,($AE$9/C1724),0)))","v":1.0840305859065029},1.1085787954134676,2.4062513264245817,0.46646055790038188,5.4758588101733174E-4,1.1009254488229203E-2,3.2876447432461653E-4,1.3469209920461445,0.12824182575793908,3.364840239658129E-2,2.6151138982379862E-3,8.7495477584020875E-5,5.5892503510124314E-5,40.852945289883415,1.1807988709787434,1.1807920530978331,1.1924554200248965,0.22311096907433137,0.22311096907433137,0.22311096907433137,0.22311096907433137,null,null,27.804097832661682,null,null,9.8319814600231733E-6,0,0,0]
[1698,1.967555040556199,9.8377752027809962,{"$f":"IF('Calculation Sheet'!$D$59=\"YES\",(Vcc_max-C1725)*ILIM_FINAL_TOL,(Vcc_max-C1725)*($AE$13+IF(C1725>=$AE$8,$AE$7,0)+(IF(C1725>=$AE$6,C1725,0)/$AE$5)+IF(C1725>$AE$10,($AE$9/C1725),0)))","v":1.0811336700909948},1.1056818801668546,2.4044398427596585,0.46651285499319539,5.4768455526743587E-4,1.1011222764953921E-2,3.2788824018581408E-4,1.3440240827935153,0.12826267799588853,3.3654314623880355E-2,2.6155844080424373E-3,8.7511249587945983E-5,5.5902578975475237E-5,40.838007244153346,1.1807742493668623,1.1807674334108289,1.1924274668771486,0.22314422141077617,0.22314422141077617,0.22314422141077617,0.22314422141077617,null,null,27.804365727091763,null,null,9.8377752027809963E-6,0,0,0]
[1699,1.9687137891077633,9.8435689455388182,{"$f":"IF('Calculation Sheet'!$D$59=\"YES\",(Vcc_max-C1726)*ILIM_FINAL_TOL,(Vcc_max-C1726)*($AE$13+IF(C1726>=$AE$8,$AE$7,0)+(IF(C1726>=$AE$6,C1726,0)/$AE$5)+IF(C1726>$AE$10,($AE$9/C1726),0)))","v":1.0782367542083517},1.1027849648531074,2.4026268720188266,0.46656490234062897,5.4778296568258611E-4,1.1013185724164654E-2,3.2701200602702762E-4,1.3411271734685672,0.12828346657751954,3.3660210512193922E-2,2.6160536572317206E-3,8.752697943981147E-5,5.5912627514143054E-5,40.823062473922015,1.1807488969317259,1.180742082905724,1.1923987740783974,0.22317736057180326,0.22317736057180326,0.22317736057180326,0.22317736057180326,null,null,27.804632100510368,null,null,9.8435689455388175E-6,0,0,0]
[1700,1.9698725376593276,9.8493626882966403,{"$f":"IF('Calculation Sheet'!$D$59=\"YES\",(Vcc_max-C1727)*ILIM_FINAL_TOL,(Vcc_max-C1727)*($AE$13+IF(C1727>=$AE$8,$AE$7,0)+(IF(C1727>=$AE$6,C1727,0)/$AE$5)+IF(C1727>$AE$10,($AE$9/C1727),0)))","v":1.0753398382585739},1.0998880494722252,2.4008124162393338,0.46661669996382604,5.4788111226278247E-4,1.1015143365870728E-2,3.2613577184759102E-4,1.338230264071357,0.12830419150421934,3.3666090061613696E-2,2.6165216458065021E-3,8.7542667139617336E-5,5.5922649126127766E-5,40.808110985565087,1.1807228138592674,1.1807160017684486,1.1923693418193162,0.22321038656178138,0.22321038656178138,0.22321038656178138,0.22321038656178138,null,null,27.804896953094168,null,null,9.8493626882966405E-6,0,0,0]
[1701,1.9710312862108919,9.8551564310544606,{"$f":"IF('Calculation Sheet'!$D$59=\"YES\",(Vcc_max-C1728)*ILIM_FINAL_TOL,(Vcc_max-C1728)*($AE$13+IF(C1728>=$AE$8,$AE$7,0)+(IF(C1728>=$AE$6,C1728,0)/$AE$5)+IF(C1728>$AE$10,($AE$9/C1728),0)))","v":1.0724429222416618},1.096991134024208,2.3989964774556372,0.46666824788392802,5.4797899500802494E-4,1.1017095690082135E-2,3.2525953764817039E-4,1.3353333546019412,0.12832485277737526,3.3671953272231159E-2,2.6169883737672262E-3,8.7558312687363582E-5,5.5932643811429372E-5,40.793152785449742,1.1806960003353717,1.1806891901848853,1.1923391702905286,0.22324329938507914,0.22324329938507914,0.22324329938507914,0.22324329938507914,null,null,27.805160285019809,null,null,9.8551564310544601E-6,0,0,0]
[1702,1.9721900347624561,9.8609501738122827,{"$f":"IF('Calculation Sheet'!$D$59=\"YES\",(Vcc_max-C1729)*ILIM_FINAL_TOL,(Vcc_max-C1729)*($AE$13+IF(C1729>=$AE$8,$AE$7,0)+(IF(C1729>=$AE$6,C1729,0)/$AE$5)+IF(C1729>$AE$10,($AE$9/C1729),0)))","v":1.0695460061576141},1.0940942185090559,2.3971790576994065,0.46671954612207467,5.4807661391831353E-4,1.1019042696808201E-2,3.2438330342832167E-4,1.3324364450603756,0.12834545039837453,3.3677800144138015E-2,2.6174538411143367E-3,8.7573916083272252E-5,5.5942611569825829E-5,40.778187879934535,1.1806684565458774,1.1806616483408694,1.1923082596826096,0.22327609904606482,0.22327609904606482,0.22327609904606482,0.22327609904606482,null,null,27.805422096463868,null,null,9.8609501738122831E-6,0,0,0]
[1703,1.9733487833140204,9.8667439165701047,{"$f":"IF('Calculation Sheet'!$D$59=\"YES\",(Vcc_max-C1730)*ILIM_FINAL_TOL,(Vcc_max-C1730)*($AE$13+IF(C1730>=$AE$8,$AE$7,0)+(IF(C1730>=$AE$6,C1730,0)/$AE$5)+IF(C1730>$AE$10,($AE$9/C1730),0)))","v":1.0666490900064314},1.091197302926769,2.3953601589995293,0.46677059469940385,5.4817396899364823E-4,1.1020984386058696E-2,3.2350706918804484E-4,1.3295395354467154,0.12836598436860436,3.3683630677425747E-2,2.6179180478484998E-3,8.7589477327121301E-5,5.595255240153918E-5,40.763216275369487,1.1806401826765751,1.180633376422189,1.1922766101860847,0.22330878554910671,0.22330878554910671,0.22330878554910671,0.22330878554910671,null,null,27.805682387602918,null,null,9.8667439165701044E-6,0,0,0]
[1704,1.9745075318655847,9.872537659327925,{"$f":"IF('Calculation Sheet'!$D$59=\"YES\",(Vcc_max-C1731)*ILIM_FINAL_TOL,(Vcc_max-C1731)*($AE$13+IF(C1731>=$AE$8,$AE$7,0)+(IF(C1731>=$AE$6,C1731,0)/$AE$5)+IF(C1731>$AE$10,($AE$9/C1731),0)))","v":1.0637521737881146},1.0883003872773471,2.3935397833821117,0.46682139363705166,5.4827106023402905E-4,1.1022920757843169E-2,3.2263083492756195E-4,1.3266426257610151,0.12838645468945187,3.3689444872186058E-2,2.6183809939701597E-3,8.760499641891073E-5,5.5962466306569425E-5,40.748237978096107,1.1806111789132085,1.1806043746145851,1.1922442219914304,0.22334135889857276,0.22334135889857276,0.22334135889857276,0.22334135889857276,null,null,27.805941158613479,null,null,9.8725376593279257E-6,0,0,0]
[1705,1.975666280417149,9.8783314020857471,{"$f":"IF('Calculation Sheet'!$D$59=\"YES\",(Vcc_max-C1732)*ILIM_FINAL_TOL,(Vcc_max-C1732)*($AE$13+IF(C1732>=$AE$8,$AE$7,0)+(IF(C1732>=$AE$6,C1732,0)/$AE$5)+IF(C1732>$AE$10,($AE$9/C1732),0)))","v":1.060855257502662},1.0854034715607903,2.3917179328704852,0.46687194295615242,5.4836788763967803E-4,1.1024851812171388E-2,3.21754600646873E-4,1.323745716003329,0.12840686136230439,3.3695242728510433E-2,2.6188426794797603E-3,8.7620473358640538E-5,5.5972353284916565E-5,40.733252994447327,1.180581445441474,1.1805746431037512,1.1922110952890743,0.22337381909883092,0.22337381909883092,0.22337381909883092,0.22337381909883092,null,null,27.806198409672028,null,null,9.878331402085747E-6,0,0,0]
[1706,1.9768250289687135,9.8841251448435674,{"$f":"IF('Calculation Sheet'!$D$59=\"YES\",(Vcc_max-C1733)*ILIM_FINAL_TOL,(Vcc_max-C1733)*($AE$13+IF(C1733>=$AE$8,$AE$7,0)+(IF(C1733>=$AE$6,C1733,0)/$AE$5)+IF(C1733>$AE$10,($AE$9/C1733),0)))","v":1.0579583411500755},1.0825065557770981,2.3898946094852085,0.46692224267783866,5.4846445121037313E-4,1.1026777549052902E-2,3.2087836634575595E-4,1.3208488061737098,0.12842720438854893,3.3701024246490352E-2,2.619303104377968E-3,8.7635908146310726E-5,5.59822133365806E-5,40.71826133074758,1.1805509824470204,1.1805441820753337,1.1921772302693945,0.22340616615424891,0.22340616615424891,0.22340616615424891,0.22340616615424891,null,null,27.806454140955033,null,null,9.8841251448435683E-6,0,0,0]
[1707,1.9779837775202778,9.8899188876013895,{"$f":"IF('Calculation Sheet'!$D$59=\"YES\",(Vcc_max-C1734)*ILIM_FINAL_TOL,(Vcc_max-C1734)*($AE$13+IF(C1734>=$AE$8,$AE$7,0)+(IF(C1734>=$AE$6,C1734,0)/$AE$5)+IF(C1734>$AE$10,($AE$9/C1734),0)))","v":1.0550614247303531},1.0796096399262716,2.3880698152440729,0.46697229282324104,5.4856075094611434E-4,1.1028697968497259E-2,3.2000213202443284E-4,1.3179518962722117,0.1284474837695726,3.3706789426217521E-2,2.6197622686652267E-3,8.7651300781921293E-5,5.5992046461561529E-5,40.703262993312812,1.1805197901154498,1.1805129917149317,1.1921426271227205,0.22343840006919424,0.22343840006919424,0.22343840006919424,0.22343840006919424,null,null,27.806708352638896,null,null,9.8899188876013895E-6,0,0,0]
[1708,1.979142526071842,9.8957126303592116,{"$f":"IF('Calculation Sheet'!$D$59=\"YES\",(Vcc_max-C1735)*ILIM_FINAL_TOL,(Vcc_max-C1735)*($AE$13+IF(C1735>=$AE$8,$AE$7,0)+(IF(C1735>=$AE$6,C1735,0)/$AE$5)+IF(C1735>$AE$10,($AE$9/C1735),0)))","v":1.0521645082434958},1.0767127240083101,2.3862435521621048,0.46702209341348855,5.4865678684712371E-4,1.1030613070514228E-2,3.1912589768268163E-4,1.3150549862988863,0.12846769950676251,3.3712538267783643E-2,2.6202201723419805E-3,8.766665126547224E-5,5.6001852659637308E-5,40.688257988450431,1.1804878686323168,1.1804810722080969,1.1921072860393322,0.2234705208480342,0.2234705208480342,0.2234705208480342,0.2234705208480342,null,null,27.806961044899996,null,null,9.8957126303592108E-6,0,0,0]
[1709,1.9803012746234063,9.9015063731170319,{"$f":"IF('Calculation Sheet'!$D$59=\"YES\",(Vcc_max-C1736)*ILIM_FINAL_TOL,(Vcc_max-C1736)*($AE$13+IF(C1736>=$AE$8,$AE$7,0)+(IF(C1736>=$AE$6,C1736,0)/$AE$5)+IF(C1736>$AE$10,($AE$9/C1736),0)))","v":1.0492675916895047},1.0738158080232136,2.3844158222515701,0.46707164446970839,5.4875255891340124E-4,1.1032522855113358E-2,3.1824966332050231E-4,1.3121580762537852,0.12848785160150566,3.3718270771280201E-2,2.6206768154088955E-3,8.7681959596963566E-5,5.6011631931029982E-5,40.673246322459413,1.1804552181831287,1.1804484237403343,1.192071207209461,0.22350252849513608,0.22350252849513608,0.22350252849513608,0.22350252849513608,null,null,27.807212217914671,null,null,9.9015063731170321E-6,0,0,0]
[1710,1.9814600231749706,9.9073001158748539,{"$f":"IF('Calculation Sheet'!$D$59=\"YES\",(Vcc_max-C1737)*ILIM_FINAL_TOL,(Vcc_max-C1737)*($AE$13+IF(C1737>=$AE$8,$AE$7,0)+(IF(C1737>=$AE$6,C1737,0)/$AE$5)+IF(C1737>$AE$10,($AE$9/C1737),0)))","v":1.0463706750683774},1.0709188919709824,2.3825866275219774,0.4671209460130259,5.4884806714472489E-4,1.1034427322304197E-2,3.1737342893833898E-4,1.30926116613696,0.12850794005518906,3.3723986936798678E-2,2.6211321978664159E-3,8.7697225776395271E-5,5.602138427573955E-5,40.658228001630221,1.1804218389533456,1.1804150464971011,1.1920343908232889,0.22353442301486692,0.22353442301486692,0.22353442301486692,0.22353442301486692,null,null,27.807461871859218,null,null,9.9073001158748534E-6,0,0,0]
[1711,1.9826187717265349,9.913093858632676,{"$f":"IF('Calculation Sheet'!$D$59=\"YES\",(Vcc_max-C1738)*ILIM_FINAL_TOL,(Vcc_max-C1738)*($AE$13+IF(C1738>=$AE$8,$AE$7,0)+(IF(C1738>=$AE$6,C1738,0)/$AE$5)+IF(C1738>$AE$10,($AE$9/C1738),0)))","v":1.0434737583801157},1.0680219758516163,2.3807559699800827,0.46716999806456461,5.489433115413167E-4,1.1036326472096514E-2,3.1649719453574754E-4,1.3063642559484607,0.12852796486919971,3.3729686764430777E-2,2.6215863197149858E-3,8.7712449803767356E-5,5.6031109693766012E-5,40.643203032244898,1.1803877311283808,1.1803809406638077,1.1919968370709486,0.22356620441159358,0.22356620441159358,0.22356620441159358,0.22356620441159358,null,null,27.807710006909915,null,null,9.9130938586326764E-6,0,0,0]
[1712,1.9837775202780992,9.9188876013904963,{"$f":"IF('Calculation Sheet'!$D$59=\"YES\",(Vcc_max-C1739)*ILIM_FINAL_TOL,(Vcc_max-C1739)*($AE$13+IF(C1739>=$AE$8,$AE$7,0)+(IF(C1739>=$AE$6,C1739,0)/$AE$5)+IF(C1739>$AE$10,($AE$9/C1739),0)))","v":1.0405768416247194},1.0651250596651152,2.3789238516298927,0.46721880064544641,5.4903829210317667E-4,1.1038220304499857E-2,3.15620960112728E-4,1.3034673456883377,0.1285479260449246,3.3735370254267982E-2,2.6220391809552712E-3,8.7727631679079821E-5,5.604080818510937E-5,40.628171420576969,1.1803528948936,1.1803461064258172,1.1919585461425246,0.22359787268968268,0.22359787268968268,0.22359787268968268,0.22359787268968268,null,null,27.807956623242983,null,null,9.918887601390496E-6,0,0,0]
[1713,1.9849362688296635,9.9246813441483184,{"$f":"IF('Calculation Sheet'!$D$59=\"YES\",(Vcc_max-C1740)*ILIM_FINAL_TOL,(Vcc_max-C1740)*($AE$13+IF(C1740>=$AE$8,$AE$7,0)+(IF(C1740>=$AE$6,C1740,0)/$AE$5)+IF(C1740>$AE$10,($AE$9/C1740),0)))","v":1.0376799248021877},1.0622281434114791,2.3770902744726685,0.46726735377679118,5.491330088303048E-4,1.1040108819523997E-2,3.147447256695024E-4,1.3005704353566401,0.12856782358375052,3.3741037406401997E-2,2.6224907815877163E-3,8.7742771402332664E-5,5.6050479749769622E-5,40.613133172891622,1.180317330434322,1.1803105439684454,1.1919195182280518,0.22362942785350082,0.22362942785350082,0.22362942785350082,0.22362942785350082,null,null,27.808201721034614,null,null,9.924681344148319E-6,0,0,0]
[1714,1.986095017381228,9.9304750869061422,{"$f":"IF('Calculation Sheet'!$D$59=\"YES\",(Vcc_max-C1741)*ILIM_FINAL_TOL,(Vcc_max-C1741)*($AE$13+IF(C1741>=$AE$8,$AE$7,0)+(IF(C1741>=$AE$6,C1741,0)/$AE$5)+IF(C1741>$AE$10,($AE$9/C1741),0)))","v":1.0347830079125202},1.0593312270907076,2.3752552405069283,0.46731565747971726,5.4922746172270109E-4,1.1041992017178481E-2,3.1386849120607074E-4,1.2976735249534166,0.12858765748706447,3.3746688220924304E-2,2.6229411216129872E-3,8.7757868973525888E-5,5.6060124387746768E-5,40.59808829544555,1.1802810379358182,1.1802742534769612,1.1918797535175161,0.22366086990741429,0.22366086990741429,0.22366086990741429,0.22366086990741429,null,null,27.808445300460971,null,null,9.930475086906142E-6,0,0,0]
[1715,1.9872537659327922,9.9362688296639625,{"$f":"IF('Calculation Sheet'!$D$59=\"YES\",(Vcc_max-C1742)*ILIM_FINAL_TOL,(Vcc_max-C1742)*($AE$13+IF(C1742>=$AE$8,$AE$7,0)+(IF(C1742>=$AE$6,C1742,0)/$AE$5)+IF(C1742>$AE$10,($AE$9/C1742),0)))","v":1.0318860909557193},1.0564343107028016,2.3734187517284542,0.46736371177534097,5.4932165078036554E-4,1.1043869897472858E-2,3.1299225672221098E-4,1.2947766144787165,0.12860742775625333,3.3752322697926607E-2,2.6233902010313059E-3,8.777292439265949E-5,5.6069742098818764E-5,40.583036794487036,1.1802440175833129,1.1802372351365864,1.1918392522008545,0.22369219885578928,0.22369219885578928,0.22369219885578928,0.22369219885578928,null,null,27.808687361698169,null,null,9.9362688296639632E-6,0,0,0]
[1716,1.9884125144843565,9.9420625724217846,{"$f":"IF('Calculation Sheet'!$D$59=\"YES\",(Vcc_max-C1743)*ILIM_FINAL_TOL,(Vcc_max-C1743)*($AE$13+IF(C1743>=$AE$8,$AE$7,0)+(IF(C1743>=$AE$6,C1743,0)/$AE$5)+IF(C1743>$AE$10,($AE$9/C1743),0)))","v":1.0289891739317829},1.0535373942477608,2.3715808101302924,0.46741151668477698,5.4941557600329816E-4,1.1045742460416896E-2,3.1211602221792312E-4,1.2918797039325873,0.12862713439270379,3.3757940837500389E-2,2.6238380198433386E-3,8.7787937659733473E-5,5.6079332883207655E-5,40.567978676255997,1.1802062695619835,1.1801994891324954,1.1917980144679552,0.22372341470299184,0.22372341470299184,0.22372341470299184,0.22372341470299184,null,null,27.808927904922289,null,null,9.9420625724217845E-6,0,0,0]
[1717,1.9895712630359208,9.9478563151796067,{"$f":"IF('Calculation Sheet'!$D$59=\"YES\",(Vcc_max-C1744)*ILIM_FINAL_TOL,(Vcc_max-C1744)*($AE$13+IF(C1744>=$AE$8,$AE$7,0)+(IF(C1744>=$AE$6,C1744,0)/$AE$5)+IF(C1744>$AE$10,($AE$9/C1744),0)))","v":1.0260922568407114},1.0506404777255851,2.3697414177027598,0.46745907222913818,5.4950923739149893E-4,1.1047609706020145E-2,3.1123978769342919E-4,1.2889827933150761,0.12864677739780273,3.3763542639737243E-2,2.6242845780497515E-3,8.7802908774747834E-5,5.6088896740913441E-5,40.552913946983928,1.1801677940569602,1.1801610156498157,1.1917560405086571,0.22375451745338781,0.22375451745338781,0.22375451745338781,0.22375451745338781,null,null,27.80916693030937,null,null,9.9478563151796058E-6,0,0,0]
[1718,1.9907300115874851,9.953650057937427,{"$f":"IF('Calculation Sheet'!$D$59=\"YES\",(Vcc_max-C1745)*ILIM_FINAL_TOL,(Vcc_max-C1745)*($AE$13+IF(C1745>=$AE$8,$AE$7,0)+(IF(C1745>=$AE$6,C1745,0)/$AE$5)+IF(C1745>$AE$10,($AE$9/C1745),0)))","v":1.023195339682506},1.0477435611362744,2.3679005764334455,0.46750637842953557,5.4960263494518991E-4,1.1049471634292374E-2,3.1036355314872921E-4,1.2860858826262298,0.12866635677293692,3.3769128104728763E-2,2.6247298756507664E-3,8.7817837737702575E-5,5.6098433671936121E-5,40.537842612893954,1.1801285912533259,1.1801218148736274,1.1917133305127507,0.22378550711134293,0.22378550711134293,0.22378550711134293,0.22378550711134293,null,null,27.809404438035433,null,null,9.9536500579374271E-6,0,0,0]
[1719,1.9918887601390494,9.959443800695249,{"$f":"IF('Calculation Sheet'!$D$59=\"YES\",(Vcc_max-C1746)*ILIM_FINAL_TOL,(Vcc_max-C1746)*($AE$13+IF(C1746>=$AE$8,$AE$7,0)+(IF(C1746>=$AE$6,C1746,0)/$AE$5)+IF(C1746>$AE$10,($AE$9/C1746),0)))","v":1.0202984224571645},1.044846644479829,2.3660582883072165,0.46755343530707849,5.4969576866414904E-4,1.1051328245242908E-2,3.0948731858360112E-4,1.2831889718660947,0.12868587251949315,3.3774697232566542E-2,2.6251739126472717E-3,8.7832724548597696E-5,5.6107943676275696E-5,40.522764680200837,1.1800886613361166,1.180081886988964,1.1916698846699771,0.2238163836812227,0.2238163836812227,0.2238163836812227,0.2238163836812227,null,null,27.809640428276456,null,null,9.9594438006952484E-6,0,0,0]
[1720,1.9930475086906136,9.9652375434530711,{"$f":"IF('Calculation Sheet'!$D$59=\"YES\",(Vcc_max-C1747)*ILIM_FINAL_TOL,(Vcc_max-C1747)*($AE$13+IF(C1747>=$AE$8,$AE$7,0)+(IF(C1747>=$AE$6,C1747,0)/$AE$5)+IF(C1747>$AE$10,($AE$9/C1747),0)))","v":1.0174015051646885},1.0419497277562486,2.3642145553062193,0.46760024288287438,5.4978863854859839E-4,1.1053179538881741E-2,3.0861108399826698E-4,1.2802920610347166,0.12870532463885809,3.3780250023342062E-2,2.6256166890394894E-3,8.7847569207433196E-5,5.6117426753932165E-5,40.507680155111004,1.1800480044903212,1.1800412321808114,1.1916257031700288,0.2238471471673924,0.2238471471673924,0.2238471471673924,0.2238471471673924,null,null,27.809874901208349,null,null,9.9652375434530714E-6,0,0,0]
[1721,1.9942062572421781,9.9710312862108914,{"$f":"IF('Calculation Sheet'!$D$59=\"YES\",(Vcc_max-C1748)*ILIM_FINAL_TOL,(Vcc_max-C1748)*($AE$13+IF(C1748>=$AE$8,$AE$7,0)+(IF(C1748>=$AE$6,C1748,0)/$AE$5)+IF(C1748>$AE$10,($AE$9/C1748),0)))","v":1.0145045878050782},1.0390528109655326,2.3623693794098855,0.46764680117802893,5.4988124459831589E-4,1.1055025515218198E-2,3.0773484939250473E-4,1.2773951501321401,0.1287247131324184,3.3785786477147028E-2,2.6260582048280856E-3,8.7862371714209075E-5,5.6126882904683484E-5,40.492589043822463,1.1800066209008815,1.1799998506341087,1.1915807862025489,0.22387779757421722,0.22387779757421722,0.22387779757421722,0.22387779757421722,null,null,27.810107857007036,null,null,9.971031286210891E-6,0,0,0]
[1722,1.9953650057937424,9.9768250289687135,{"$f":"IF('Calculation Sheet'!$D$59=\"YES\",(Vcc_max-C1749)*ILIM_FINAL_TOL,(Vcc_max-C1749)*($AE$13+IF(C1749>=$AE$8,$AE$7,0)+(IF(C1749>=$AE$6,C1749,0)/$AE$5)+IF(C1749>$AE$10,($AE$9/C1749),0)))","v":1.0116076703783323},1.0361558941076825,2.3605227625949352,0.46769311021364601,5.499735868135236E-4,1.1056866174262048E-2,3.0685861476653642E-4,1.2744982391584112,0.12874403800156065,3.3791306594072923E-2,2.6264984600135044E-3,8.7877132069147379E-5,5.6136312128751698E-5,40.477491352524979,1.1799645107526922,1.1799577425337482,1.1915351339571321,0.22390833490606221,0.22390833490606221,0.22390833490606221,0.22390833490606221,null,null,27.810339295848358,null,null,9.976825028968714E-6,0,0,0]
[1723,1.9965237543453067,9.9826187717265338,{"$f":"IF('Calculation Sheet'!$D$59=\"YES\",(Vcc_max-C1750)*ILIM_FINAL_TOL,(Vcc_max-C1750)*($AE$13+IF(C1750>=$AE$8,$AE$7,0)+(IF(C1750>=$AE$6,C1750,0)/$AE$5)+IF(C1750>$AE$10,($AE$9/C1750),0)))","v":1.0087107528844521},1.0332589771826974,2.3586747068353802,0.46773917001082777,5.5006566519422151E-4,1.105870151602284E-2,3.0598238012036205E-4,1.2716013281135736,0.1287632992476716,3.3796810374211339E-2,2.6269374545961899E-3,8.7891850272026062E-5,5.6145714426136806E-5,40.462387087399939,1.1799216742306009,1.1799149080645746,1.1914887466233242,0.22393875916729211,0.22393875916729211,0.22393875916729211,0.22393875916729211,null,null,27.81056921790816,null,null,9.9826187717265336E-6,0,0,0]
[1724,1.997682502896871,9.9884125144843559,{"$f":"IF('Calculation Sheet'!$D$59=\"YES\",(Vcc_max-C1751)*ILIM_FINAL_TOL,(Vcc_max-C1751)*($AE$13+IF(C1751>=$AE$8,$AE$7,0)+(IF(C1751>=$AE$6,C1751,0)/$AE$5)+IF(C1751>$AE$10,($AE$9/C1751),0)))","v":1.0058138353234365},1.0303620601905774,2.3568252141025265,0.46778498059067453,5.5015747974040963E-4,1.1060531540510343E-2,3.0510614545375958E-4,1.2687044169976711,0.12878249687213772,3.380229781765387E-2,2.6273751885768082E-3,8.7906526322845124E-5,5.6155089796838809E-5,40.447276254620455,1.1798781115194084,1.1798713474113858,1.1914416243906216,0.22396907036227165,0.22396907036227165,0.22396907036227165,0.22396907036227165,null,null,27.81079762336222,null,null,9.9884125144843565E-6,0,0,0]
[1725,1.9988412514484353,9.9942062572421779,{"$f":"IF('Calculation Sheet'!$D$59=\"YES\",(Vcc_max-C1752)*ILIM_FINAL_TOL,(Vcc_max-C1752)*($AE$13+IF(C1752>=$AE$8,$AE$7,0)+(IF(C1752>=$AE$6,C1752,0)/$AE$5)+IF(C1752>$AE$10,($AE$9/C1752),0)))","v":1.0029169176952857},1.0274651431313224,2.354974286364981,0.46783054197428486,5.5024903045186591E-4,1.1062356247734106E-2,3.0422991076672901E-4,1.2658075058107467,0.12880163087634555,3.380776892449211E-2,2.6278116619558034E-3,8.7921160221604566E-5,5.6164438240857706E-5,40.432158860351308,1.1798338228038683,1.179827060758933,1.1913937674484727,0.22399926849536533,0.22399926849536533,0.22399926849536533,0.22399926849536533,null,null,27.81102451238629,null,null,9.9942062572421778E-6,0,0,0]
[1726,1.9999999999999996,9.9999999999999982,{"$f":"IF('Calculation Sheet'!$D$59=\"YES\",(Vcc_max-C1753)*ILIM_FINAL_TOL,(Vcc_max-C1753)*($AE$13+IF(C1753>=$AE$8,$AE$7,0)+(IF(C1753>=$AE$6,C1753,0)/$AE$5)+IF(C1753>$AE$10,($AE$9/C1753),0)))","v":1.0000200000000008},1.0245682260049325,2.3531219255886526,0.46787585418275557,5.5034031732881239E-4,1.1064175637703788E-2,3.0335367605949237E-4,1.2629105945528436,0.12882070126168177,3.3813223694817651E-2,2.6282468747338417E-3,8.7935751968304388E-5,5.6173759757971453E-5,40.41703491074901,1.1797888082686872,1.1797820482919197,1.1913451759862763,0.22402935357093756,0.22402935357093756,0.22402935357093756,0.22402935357093756,null,null,27.811249885156098,null,null,9.9999999999999974E-6,0,0,0]
[1727,2.0011587485515641,10.00579374275782,{"$f":"IF('Calculation Sheet'!$D$59=\"YES\",(Vcc_max-C1754)*ILIM_FINAL_TOL,(Vcc_max-C1754)*($AE$13+IF(C1754>=$AE$8,$AE$7,0)+(IF(C1754>=$AE$6,C1754,0)/$AE$5)+IF(C1754>$AE$10,($AE$9/C1754),0)))","v":0.99712308223758039},1.0216713088114071,2.3512681337367569,0.46792091723718165,5.504313403713601E-4,1.1065989710429047E-2,3.0247744133204968E-4,1.2600136832240034,0.12883970802953271,3.3818662128721977E-2,2.628680826911256E-3,8.7950301562833566E-5,5.6183054348402095E-5,40.401904411961773,1.1797430680985248,1.1797363101950031,1.1912958501933828,0.2240593255933524,0.2240593255933524,0.2240593255933524,0.2240593255933524,null,null,27.811473741847315,null,null,1.000579374275782E-5,0,0,0]
[1728,{"$f":"($AE$11/2000)*(A1755)","v":2.0023174971031281},{"$f":"$AE$13*B1755*10^-3/($AE$4*10^-6)","v":10.011587485515642},{"$f":"IF('Calculation Sheet'!$D$59=\"YES\",(Vcc_max-C1755)*ILIM_FINAL_TOL,(Vcc_max-C1755)*($AE$13+IF(C1755>=$AE$8,$AE$7,0)+(IF(C1755>=$AE$6,C1755,0)/$AE$5)+IF(C1755>$AE$10,($AE$9/C1755),0)))","v":0.9942261644080248},1.0187743915507479,2.3494129127698211,0.46796573115865614,5.5052209957939802E-4,1.1067798465919432E-2,3.0160120658406786E-4,1.25711677182427,0.12885865118128492,3.3824084226296791E-2,2.6291135184886016E-3,8.7964809005303124E-5,5.6192322012149631E-5,40.386767370129604,1.1796966024779938,1.1796898466527932,1.1912457902590936,0.22408918456697391,0.22408918456697391,0.22408918456697391,0.22408918456697391,null,null,27.811696082635578,null,null,{"$f":"IF(C1755>=$AE$6,C1755,0)/$AE$5","v":1.0011587485515642E-5},{"$f":"IF(C1755>=$AE$8,$AE$7,0)","v":0},{"$f":"IF(C1755>$AE$10,($AE$9/C1755),0)","v":0},{"$f":"(Q1755-AA1755)*IF((Vcc_max-C1755)>$F$4,1,0)","v":0}]
[1729,2.0034762456546926,10.017381228273463,{"$f":"IF('Calculation Sheet'!$D$59=\"YES\",(Vcc_max-C1756)*ILIM_FINAL_TOL,(Vcc_max-C1756)*($AE$13+IF(C1756>=$AE$8,$AE$7,0)+(IF(C1756>=$AE$6,C1756,0)/$AE$5)+IF(C1756>$AE$10,($AE$9/C1756),0)))","v":0.99132924651133547},{"$f":"(D1755+((((EXP(-(B1756-B1755)*10^-3/$F$14)))*(E1755-D1755))))","v":1.0158774742229526},{"$f":"(D1755+((((EXP(-(B1756-B1755)*10^-3/$F$15)))*(F1755-D1755))))","v":2.3475562646456845},{"$f":"(D1755+((((EXP(-(B1756-B1755)*10^-3/$F$16)))*(G1755-D1755))))","v":0.4680102959682706},{"$f":"(D1755+((((EXP(-(B1756-B1755)*10^-3/$F$17)))*(H1755-D1755))))","v":5.5061259495303716E-4},{"$f":"(D1755+((((EXP(-(B1756-B1755)*10^-3/$F$18)))*(I1755-D1755))))","v":1.1069601904184601E-2},{"$f":"(D1755+((((EXP(-(B1756-B1755)*10^-3/$F$19)))*(JX1755-D1755))))","v":3.0072497181610203E-4},{"$f":"(D1755+((((EXP(-(B1756-B1755)*10^-3/$F$20)))*(K1755-D1755))))","v":1.2542198603536823},{"$f":"(D1755+((((EXP(-(B1756-B1755)*10^-3/$F$21)))*(L1755-D1755))))","v":0.12887753071832486},{"$f":"(D1755+((((EXP(-(B1756-B1755)*10^-3/$F$22)))*(M1755-D1755))))","v":3.3829489987633576E-2},2.6295449494664336E-3,8.7979274295713061E-5,5.6201562749214062E-5,40.371623791384195,{"$f":"(D1755+((((EXP(-(B1756-B1755)*10^-3/$B$14)))*(R1755-D1755))))","v":1.1796494115916598},{"$f":"(D1755+((((EXP(-(B1756-B1755)*10^-3/$B$15)))*(S1755-D1755))))","v":1.1796426578498527},{"$f":"(D1755+((((EXP(-(B1756-B1755)*10^-3/$B$16)))*(T1755-D1755))))","v":1.1911949963726614},{"$f":"(D1755+((((EXP(-(B1756-B1755)*10^-3/$B$17)))*(U1755-D1755))))","v":0.22411893049616582},{"$f":"(D1755+((((EXP(-(B1756-B1755)*10^-3/$B$18)))*(V1755-D1755))))","v":0.22411893049616582},0.22411893049616582,0.22411893049616582,null,null,27.811916907696492,null,null,1.0017381228273463E-5,0,0,0]
[1730,2.0046349942062567,10.023174971031285,{"$f":"IF('Calculation Sheet'!$D$59=\"YES\",(Vcc_max-C1757)*ILIM_FINAL_TOL,(Vcc_max-C1757)*($AE$13+IF(C1757>=$AE$8,$AE$7,0)+(IF(C1757>=$AE$6,C1757,0)/$AE$5)+IF(C1757>$AE$10,($AE$9/C1757),0)))","v":0.98843232854751006},1.0129805568280237,2.3456981913195056,0.4680546116871146,5.5070282649216651E-4,1.1071400025234213E-2,2.9984873702748605E-4,1.2513229488122835,0.12889634664203886,3.3834879412823926E-2,{"$f":"(D1756+((((EXP(-(B1757-B1756)*10^-3/$F$23)))*(N1756-D1756))))","v":2.6299751198451959E-3},{"$f":"(D1756+((((EXP(-(B1757-B1756)*10^-3/$F$24)))*(O1756-D1756))))","v":8.7993697434063378E-5},{"$f":"(D1756+((((EXP(-(B1757-B1756)*10^-3/$F$25)))*(P1756-D1756))))","v":5.6210776559484366E-5},{"$f":"$C$6+(E1757*$G$14)+(F1757*$G$15)+(G1757*$G$16)+(H1757*$G$17)+(I1757*$G$18)+(J1757*$G$19)+(K1757*$G$20)+(L1757*$G$21)+(M1757*$G$22)","v":40.356473681849018},1.1796014956240415,1.1795947439706977,1.1911434687232898,0.22414856338529188,0.22414856338529188,{"$f":"(D1756+((((EXP(-(B1757-B1756)*10^-3/$B$19)))*(W1756-D1756))))","v":0.22414856338529188},{"$f":"(D1756+((((EXP(-(B1757-B1756)*10^-3/$B$20)))*(X1756-D1756))))","v":0.22414856338529188},null,null,{"$f":"$C$6+(R1757*$C$14)+(S1757*$C$15)+(T1757*$C$16)+(U1757*$C$17)+(V1757*$C$18)+(W1757*$C$19)+(X1757*$C$20)","v":27.812136217205641},null,null,1.0023174971031284E-5,0,0,0]
[1731,2.0057937427578212,10.028968713789107,{"$f":"IF('Calculation Sheet'!$D$59=\"YES\",(Vcc_max-C1758)*ILIM_FINAL_TOL,(Vcc_max-C1758)*($AE$13+IF(C1758>=$AE$8,$AE$7,0)+(IF(C1758>=$AE$6,C1758,0)/$AE$5)+IF(C1758>$AE$10,($AE$9/C1758),0)))","v":0.98553541051655003},1.0100836393659587,2.3438386947437628,0.46809867833627594,5.5079279419689708E-4,1.1073192829077927E-2,2.9897250221888605E-4,1.2484260372001119,0.12891509895381337,3.3840252501959434E-2,2.6304040296255549E-3,8.8008078420465097E-5,5.6219963443071563E-5,40.341317047639315,1.1795528547596108,1.1795461051997975,1.1910912075001341,0.22417808323871558,0.22417808323871558,0.22417808323871558,0.22417808323871558,null,null,27.812354011338549,null,null,1.0028968713789107E-5,0,0,0]
[1732,2.0069524913093852,10.034762456546927,{"$f":"IF('Calculation Sheet'!$D$59=\"YES\",(Vcc_max-C1759)*ILIM_FINAL_TOL,(Vcc_max-C1759)*($AE$13+IF(C1759>=$AE$8,$AE$7,0)+(IF(C1759>=$AE$6,C1759,0)/$AE$5)+IF(C1759>$AE$10,($AE$9/C1759),0)))","v":0.98263849241845569},1.0071867218367598,2.3419777768682621,0.46814249593684065,5.5088249806722889E-4,1.1074980315725291E-2,2.9809626738974693E-4,1.2455291255172098,0.1289337876550346,3.3845609255131692E-2,2.6308316788079544E-3,8.8022417254807195E-5,5.6229123399975656E-5,40.326153894862095,1.1795034891827925,1.179496741721574,1.1910382128923005,0.22420749006080021,0.22420749006080021,0.22420749006080021,0.22420749006080021,null,null,27.812570290270713,null,null,1.0034762456546927E-5,0,0,0]
[1733,2.0081112398609497,10.040556199304749,{"$f":"IF('Calculation Sheet'!$D$59=\"YES\",(Vcc_max-C1760)*ILIM_FINAL_TOL,(Vcc_max-C1760)*($AE$13+IF(C1760>=$AE$8,$AE$7,0)+(IF(C1760>=$AE$6,C1760,0)/$AE$5)+IF(C1760>$AE$10,($AE$9/C1760),0)))","v":0.97974157425322572},1.0042898042404251,2.3401154396401349,0.46818606450989309,5.5097193810316192E-4,1.1076762485185965E-2,2.9722003254040175E-4,1.2426322137636148,0.12895241274708902,3.3850949672432185E-2,2.6312580673928387E-3,8.8036713937089672E-5,5.623825643008562E-5,40.310984229616189,1.1794533990779643,1.1794466537204025,1.1909844850888467,0.22423678385590895,0.22423678385590895,0.22423678385590895,0.22423678385590895,null,null,27.812785054177589,null,null,1.004055619930475E-5,0,0,0]
[1734,2.0092699884125143,10.046349942062573,{"$f":"IF('Calculation Sheet'!$D$59=\"YES\",(Vcc_max-C1761)*ILIM_FINAL_TOL,(Vcc_max-C1761)*($AE$13+IF(C1761>=$AE$8,$AE$7,0)+(IF(C1761>=$AE$6,C1761,0)/$AE$5)+IF(C1761>$AE$10,($AE$9/C1761),0)))","v":0.9768446560208599},1.0013928865769555,2.3382516850038471,0.4682293840765156,5.510611143048072E-4,1.1078539337469606E-2,2.9634379767073948E-4,1.2397353019393671,0.12897097423136283,3.3856273753952504E-2,2.6316831953808739E-3,8.8050968467312529E-5,5.6247362533512479E-5,40.295808057992204,1.1794025846294574,1.1793958413806112,1.1909300242787815,0.22426596462840476,0.22426596462840476,0.22426596462840476,0.22426596462840476,null,null,27.812998303234604,null,null,1.0046349942062573E-5,0,0,0]
[1735,2.0104287369640783,10.052143684820392,{"$f":"IF('Calculation Sheet'!$D$59=\"YES\",(Vcc_max-C1762)*ILIM_FINAL_TOL,(Vcc_max-C1762)*($AE$13+IF(C1762>=$AE$8,$AE$7,0)+(IF(C1762>=$AE$6,C1762,0)/$AE$5)+IF(C1762>$AE$10,($AE$9/C1762),0)))","v":0.97394773772136167},0.99849596884635183,2.3363865149012009,0.46827245465778888,5.5115002667205371E-4,1.1080310872585764E-2,2.9546756278064912E-4,1.2368383900445066,0.12898947210924228,3.3861581499784243E-2,2.6321070627725041E-3,8.8065180845475766E-5,5.6256441710145211E-5,40.280625386072565,1.1793510460215557,1.1793443048864813,1.1908748306510648,0.22429503238265047,0.22429503238265047,0.22429503238265047,0.22429503238265047,null,null,27.813210037617143,null,null,1.0052143684820391E-5,0,0,0]
[1736,2.0115874855156428,10.057937427578215,{"$f":"IF('Calculation Sheet'!$D$59=\"YES\",(Vcc_max-C1763)*ILIM_FINAL_TOL,(Vcc_max-C1763)*($AE$13+IF(C1763>=$AE$8,$AE$7,0)+(IF(C1763>=$AE$6,C1763,0)/$AE$5)+IF(C1763>$AE$10,($AE$9/C1763),0)))","v":0.97105081935472615},0.99559905104861235,2.3345199312713358,0.46831527627479197,5.5123867520501246E-4,1.1082077090544207E-2,2.9459132787057474E-4,1.2339414780790692,0.12900790638211357,3.3866872910018997E-2,2.6325296695681732E-3,8.8079351071579381E-5,5.6265493960094837E-5,40.26543621993153,1.1792987834384967,1.1792920444222477,1.190818904394608,0.22432398712300872,0.22432398712300872,0.22432398712300872,0.22432398712300872,null,null,27.81342025750056,null,null,1.0057937427578215E-5,0,0,0]
[1737,2.0127462340672069,10.063731170336034,{"$f":"IF('Calculation Sheet'!$D$59=\"YES\",(Vcc_max-C1764)*ILIM_FINAL_TOL,(Vcc_max-C1764)*($AE$13+IF(C1764>=$AE$8,$AE$7,0)+(IF(C1764>=$AE$6,C1764,0)/$AE$5)+IF(C1764>$AE$10,($AE$9/C1764),0)))","v":0.96815390092095821},0.99270213318373901,2.3326519360507381,0.46835784894860188,5.5132705990357245E-4,1.1083837991354484E-2,2.9371509293985021E-4,1.2310445660430953,0.12902627705136294,3.3872147984748358E-2,2.6329510157685476E-3,8.8093479145623377E-5,5.6274519283361357E-5,40.250240565635202,1.1792457970644705,1.1792390601720977,1.1907622456982738,0.224352828853842,0.224352828853842,0.224352828853842,0.224352828853842,null,null,27.813628963060165,null,null,1.0063731170336033E-5,0,0,0]
[1738,2.0139049826187714,10.069524913093858,{"$f":"IF('Calculation Sheet'!$D$59=\"YES\",(Vcc_max-C1765)*ILIM_FINAL_TOL,(Vcc_max-C1765)*($AE$13+IF(C1765>=$AE$8,$AE$7,0)+(IF(C1765>=$AE$6,C1765,0)/$AE$5)+IF(C1765>$AE$10,($AE$9/C1765),0)))","v":0.96525698242005287},0.98980521525172982,2.3307825311732371,0.46840017270029399,5.5141518076784468E-4,1.1085593575026254E-2,2.9283885798903064E-4,1.2281476539366201,0.1290445841183766,3.3877406724063808E-2,2.6333711013740713E-3,8.8107565067607752E-5,5.628351767983375E-5,40.235038429241506,1.1791920870836208,1.1791853523201723,1.1907048547508763,0.22438155757951261,0.22438155757951261,0.22438155757951261,0.22438155757951261,null,null,27.813836154471236,null,null,1.0069524913093858E-5,0,0,0]
[1739,2.0150637311703354,10.075318655851678,{"$f":"IF('Calculation Sheet'!$D$59=\"YES\",(Vcc_max-C1766)*ILIM_FINAL_TOL,(Vcc_max-C1766)*($AE$13+IF(C1766>=$AE$8,$AE$7,0)+(IF(C1766>=$AE$6,C1766,0)/$AE$5)+IF(C1766>$AE$10,($AE$9/C1766),0)))","v":0.96236006385201422},0.98690829725258666,2.3289117185700166,0.46844224755094177,5.5150303779782917E-4,1.1087343841569064E-2,2.9196262301778297E-4,1.2252507417596827,0.12906282758454057,3.3882649128056941E-2,2.6337899263851883E-3,8.8121608837532506E-5,5.6292489149623037E-5,40.219829816800257,1.179137653680044,1.1791309210505654,1.1906467317411806,0.22441017330438262,0.22441017330438262,0.22441017330438262,0.22441017330438262,null,null,27.814041831909019,null,null,1.0075318655851678E-5,0,0,0]
[1740,2.0162224797218999,10.081112398609502,{"$f":"IF('Calculation Sheet'!$D$59=\"YES\",(Vcc_max-C1767)*ILIM_FINAL_TOL,(Vcc_max-C1767)*($AE$13+IF(C1767>=$AE$8,$AE$7,0)+(IF(C1767>=$AE$6,C1767,0)/$AE$5)+IF(C1767>$AE$10,($AE$9/C1767),0)))","v":0.95946314521683906},0.98401137918630754,2.3270395001696116,0.46848407352161708,5.5159063099363692E-4,1.1089088790992574E-2,2.9108638802632925E-4,1.222353829512318,0.12908100745124107,3.388787519681935E-2,2.6342074908025648E-3,8.8135610455397639E-5,5.6301433692618197E-5,40.204614734353086,1.1790824970377898,1.1790757665473237,1.1905878768579035,0.22443867603281409,0.22443867603281409,0.22443867603281409,0.22443867603281409,null,null,27.814245995548703,null,null,1.0081112398609502E-5,0,0,0]
[1741,2.0173812282734644,10.086906141367322,{"$f":"IF('Calculation Sheet'!$D$59=\"YES\",(Vcc_max-C1768)*ILIM_FINAL_TOL,(Vcc_max-C1768)*($AE$13+IF(C1768>=$AE$8,$AE$7,0)+(IF(C1768>=$AE$6,C1768,0)/$AE$5)+IF(C1768>$AE$10,($AE$9/C1768),0)))","v":0.95656622651453049},0.98111446105289346,2.3251658778979167,0.46852565063338986,5.5167796035515693E-4,1.1090828423306442E-2,2.9021015301455844E-4,1.2194569171945628,0.1290991237198641,3.389308493044263E-2,2.6346237946266449E-3,8.8149569921203152E-5,5.6310351308930251E-5,40.18939318793359,1.1790266173408614,1.1790198889944479,1.1905282902897127,0.22446706576916886,0.22446706576916886,0.22446706576916886,0.22446706576916886,null,null,27.81444864556547,null,null,1.0086906141367322E-5,0,0,0]
[1742,2.0185399768250285,10.092699884125144,{"$f":"IF('Calculation Sheet'!$D$59=\"YES\",(Vcc_max-C1769)*ILIM_FINAL_TOL,(Vcc_max-C1769)*($AE$13+IF(C1769>=$AE$8,$AE$7,0)+(IF(C1769>=$AE$6,C1769,0)/$AE$5)+IF(C1769>$AE$10,($AE$9/C1769),0)))","v":0.9536693077450864},0.97821754285234552,2.3232908536781878,0.46856697890732824,5.517650258825002E-4,1.1092562738520328E-2,2.893339179822485E-4,1.2165600048064547,0.12911717639179565,3.3898278329018261E-2,2.6350388378578726E-3,8.8163487234949045E-5,5.63192419985592E-5,40.174165183567183,1.1789700147732149,1.1789632885758912,1.1904679722252278,0.22449534251780845,0.22449534251780845,0.22449534251780845,0.22449534251780845,null,null,27.814649782134452,null,null,1.0092699884125145E-5,0,0,0]
[1743,2.019698725376593,10.098493626882965,{"$f":"IF('Calculation Sheet'!$D$59=\"YES\",(Vcc_max-C1770)*ILIM_FINAL_TOL,(Vcc_max-C1770)*($AE$13+IF(C1770>=$AE$8,$AE$7,0)+(IF(C1770>=$AE$6,C1770,0)/$AE$5)+IF(C1770>$AE$10,($AE$9/C1770),0)))","v":0.95077238890850813},0.97532062458466162,2.3214144294310439,0.46860805836449876,5.5185182757555573E-4,1.1094291736643891E-2,2.8845768292995455E-4,1.2136630923480265,0.12913516546842185,3.3903455392637838E-2,2.6354526204969142E-3,8.8177362396635317E-5,5.6328105761394021E-5,40.158930727271226,1.1789126895187594,1.17890596547556,1.1904069228530194,0.22452350628309437,0.22452350628309437,0.22452350628309437,0.22452350628309437,null,null,27.814849405430735,null,null,1.0098493626882964E-5,0,0,0]
[1744,2.0208574739281571,10.104287369640787,{"$f":"IF('Calculation Sheet'!$D$59=\"YES\",(Vcc_max-C1771)*ILIM_FINAL_TOL,(Vcc_max-C1771)*($AE$13+IF(C1771>=$AE$8,$AE$7,0)+(IF(C1771>=$AE$6,C1771,0)/$AE$5)+IF(C1771>$AE$10,($AE$9/C1771),0)))","v":0.94787547000479422},0.97242370624984398,2.3195366070744763,0.46864888902596591,5.5193836543443453E-4,1.1096015417686678E-2,2.8758144785712147E-4,1.2107661798193157,0.12915309095112859,3.3908616121392954E-2,2.6358651425442137E-3,8.8191195406261969E-5,5.6336942597545736E-5,40.143689825054956,1.1788546417613575,1.1788479198773145,1.1903451423616096,0.22455155706938801,0.22455155706938801,0.22455155706938801,0.22455155706938801,null,null,27.815047515629384,null,null,1.0104287369640787E-5,0,0,0]
[1745,2.0220162224797216,10.110081112398609,{"$f":"IF('Calculation Sheet'!$D$59=\"YES\",(Vcc_max-C1772)*ILIM_FINAL_TOL,(Vcc_max-C1772)*($AE$13+IF(C1772>=$AE$8,$AE$7,0)+(IF(C1772>=$AE$6,C1772,0)/$AE$5)+IF(C1772>$AE$10,($AE$9/C1772),0)))","v":0.94497855103394512},0.96952678784789026,2.3176573885238447,0.46868947091279267,5.520246394591366E-4,1.1097733781658348E-2,2.8670521276419336E-4,1.2078692672203546,0.12917095284130187,3.3913760515375202E-2,2.6362764040003261E-3,8.8204986263828999E-5,5.6345752506903324E-5,40.128442482919567,1.178795871684825,1.1787891519649676,1.1902826309394721,0.22457949488105033,0.22457949488105033,0.22457949488105033,0.22457949488105033,null,null,27.815244112905411,null,null,1.0110081112398609E-5,0,0,0]
[1746,2.0231749710312856,10.115874855156429,{"$f":"IF('Calculation Sheet'!$D$59=\"YES\",(Vcc_max-C1773)*ILIM_FINAL_TOL,(Vcc_max-C1773)*($AE$13+IF(C1773>=$AE$8,$AE$7,0)+(IF(C1773>=$AE$6,C1773,0)/$AE$5)+IF(C1773>$AE$10,($AE$9/C1773),0)))","v":0.94208163199596207},0.96662986937880269,2.3157767756918881,0.46872980404603998,5.5211064964966194E-4,1.1099446828568449E-2,2.8582897765072612E-4,1.2049723545511799,0.12918875114032757,3.3918888574676065E-2,2.6366864048656957E-3,8.821873496933641E-5,5.6354535489577806E-5,40.113188706858196,1.1787363794729309,1.1787296619222856,1.1902193887750314,0.22460731972244241,0.22460731972244241,0.22460731972244241,0.22460731972244241,null,null,27.815439197433808,null,null,1.0115874855156428E-5,0,0,0]
[1747,2.0243337195828501,10.121668597914251,{"$f":"IF('Calculation Sheet'!$D$59=\"YES\",(Vcc_max-C1774)*ILIM_FINAL_TOL,(Vcc_max-C1774)*($AE$13+IF(C1774>=$AE$8,$AE$7,0)+(IF(C1774>=$AE$6,C1774,0)/$AE$5)+IF(C1774>$AE$10,($AE$9/C1774),0)))","v":0.93918471289084349},0.96373295084257915,2.3138947704887216,0.4687698884467672,5.5219639600612158E-4,1.1101154558426751E-2,2.8495274251716385E-4,1.2020754418118234,0.1292064858495916,3.3924000299387247E-2,2.6370951451408775E-3,8.82324415227842E-5,5.6363291545458161E-5,40.097928502855893,1.1786761653093973,1.1786694499329879,1.1901554160566641,0.22463503159792508,0.22463503159792508,0.22463503159792508,0.22463503159792508,null,null,27.815632769389531,null,null,1.0121668597914251E-5,0,0,0]
[1748,2.0254924681344146,10.127462340672075,{"$f":"IF('Calculation Sheet'!$D$59=\"YES\",(Vcc_max-C1775)*ILIM_FINAL_TOL,(Vcc_max-C1775)*($AE$13+IF(C1775>=$AE$8,$AE$7,0)+(IF(C1775>=$AE$6,C1775,0)/$AE$5)+IF(C1775>$AE$10,($AE$9/C1775),0)))","v":0.93628779371858883},0.96083603223922076,2.3120113748218465,0.46880972413603184,5.5228187852840449E-4,1.1102856971242803E-2,2.8407650736328449E-4,1.1991785290023196,0.12922415697047984,3.392909568960023E-2,2.6375026248264266E-3,8.8246105924172369E-5,5.637202067465541E-5,40.082661876889681,1.1786152293778998,1.1786085161807474,1.1900907129726979,0.22466263051185886,0.22466263051185886,0.22466263051185886,0.22466263051185886,null,null,27.815824828947484,null,null,1.0127462340672074E-5,0,0,0]
[1749,2.0266512166859787,10.133256083429893,{"$f":"IF('Calculation Sheet'!$D$59=\"YES\",(Vcc_max-C1776)*ILIM_FINAL_TOL,(Vcc_max-C1776)*($AE$13+IF(C1776>=$AE$8,$AE$7,0)+(IF(C1776>=$AE$6,C1776,0)/$AE$5)+IF(C1776>$AE$10,($AE$9/C1776),0)))","v":0.9333908744792021},0.95793911356872841,2.3101265905961501,0.46884931113488948,5.5236709721662169E-4,1.1104554067026262E-2,2.8320027218886601E-4,1.1962816161227028,0.12924176450437808,3.3934174745406498E-2,2.6379088439227871E-3,8.8259728173500918E-5,5.6380722877058531E-5,40.067388834928593,1.178553571862067,1.17854686084919,1.1900252797114119,0.22469011646860426,0.22469011646860426,0.22469011646860426,0.22469011646860426,null,null,27.816015376282543,null,null,1.0133256083429894E-5,0,0,0]
[1750,2.0278099652375432,10.139049826187717,{"$f":"IF('Calculation Sheet'!$D$59=\"YES\",(Vcc_max-C1777)*ILIM_FINAL_TOL,(Vcc_max-C1777)*($AE$13+IF(C1777>=$AE$8,$AE$7,0)+(IF(C1777>=$AE$6,C1777,0)/$AE$5)+IF(C1777>$AE$10,($AE$9/C1777),0)))","v":0.93049395517267763},0.9550421948311002,2.3082404197139077,0.46888864946439418,5.5245205207077319E-4,1.1106245845786789E-2,2.8232403699435249E-4,1.1933847031730038,0.12925930845267208,3.3939237466897754E-2,2.6383138024306252E-3,8.8273308270769846E-5,5.6389398152778547E-5,40.052109382933573,1.1784911929454811,1.1784844841218951,1.1899591164610368,0.22471748947252157,0.22471748947252157,0.22471748947252157,0.22471748947252157,null,null,27.816204411569554,null,null,1.0139049826187717E-5,0,0,0]
[1751,2.0289687137891073,10.144843568945536,{"$f":"IF('Calculation Sheet'!$D$59=\"YES\",(Vcc_max-C1778)*ILIM_FINAL_TOL,(Vcc_max-C1778)*($AE$13+IF(C1778>=$AE$8,$AE$7,0)+(IF(C1778>=$AE$6,C1778,0)/$AE$5)+IF(C1778>$AE$10,($AE$9/C1778),0)))","v":0.92759703579902109},0.95214527602633803,2.3063528640747917,0.46892773914559799,5.5253674309085898E-4,1.110793230753393E-2,2.8144780177941087E-4,1.1904877901532571,0.12927678881674765,3.394428385416548E-2,2.6387175003502739E-3,8.8286846215979153E-5,5.6398046501815458E-5,40.03682352685761,1.1784280928116773,1.1784213861823953,1.1898922234097546,0.22474474952797097,0.22474474952797097,0.22474474952797097,0.22474474952797097,null,null,27.816391934983312,null,null,1.0144843568945536E-5,0,0,0]
[1752,2.0301274623406718,10.15063731170336,{"$f":"IF('Calculation Sheet'!$D$59=\"YES\",(Vcc_max-C1779)*ILIM_FINAL_TOL,(Vcc_max-C1779)*($AE$13+IF(C1779>=$AE$8,$AE$7,0)+(IF(C1779>=$AE$6,C1779,0)/$AE$5)+IF(C1779>$AE$10,($AE$9/C1779),0)))","v":0.9247001163582268},0.94924835715444,2.3044639255758685,0.4689665801995514,5.5262117027687907E-4,1.1109613452277345E-2,2.8057156654437421E-4,1.1875908770634926,0.12929420559799054,3.394931390730116E-2,2.6391199376823993E-3,8.830034200912884E-5,5.640666792405824E-5,40.021531272645667,1.178364271644144,1.1783575672141766,1.1898246007456992,0.2247718966393123,0.2247718966393123,0.2247718966393123,0.2247718966393123,null,null,27.816577946698587,null,null,1.0150637311703359E-5,0,0,0]
[1753,2.0312862108922358,10.15643105446118,{"$f":"IF('Calculation Sheet'!$D$59=\"YES\",(Vcc_max-C1780)*ILIM_FINAL_TOL,(Vcc_max-C1780)*($AE$13+IF(C1780>=$AE$8,$AE$7,0)+(IF(C1780>=$AE$6,C1780,0)/$AE$5)+IF(C1780>$AE$10,($AE$9/C1780),0)))","v":0.92180319685029966},0.94635143821540801,2.3025736061116091,0.46900517264730285,5.5270533362883345E-4,1.1111289280026693E-2,2.7969533128879842E-4,1.1846939639037444,0.12931155879778655,3.3954327626396497E-2,2.6395211144274455E-3,8.8313795650218907E-5,5.6415262419617918E-5,40.006232626234734,1.1782997296263233,1.1782930274006782,1.1897562486569555,0.22479893081090541,0.22479893081090541,0.22479893081090541,0.22479893081090541,null,null,27.816762446890117,null,null,1.0156431054461181E-5,0,0,0]
[1754,2.0324449594438003,10.162224797219004,{"$f":"IF('Calculation Sheet'!$D$59=\"YES\",(Vcc_max-C1781)*ILIM_FINAL_TOL,(Vcc_max-C1781)*($AE$13+IF(C1781>=$AE$8,$AE$7,0)+(IF(C1781>=$AE$6,C1781,0)/$AE$5)+IF(C1781>$AE$10,($AE$9/C1781),0)))","v":0.91890627727523544},0.94345451920924017,2.3006819075738854,0.46904351650989923,5.5278923314683315E-4,1.1112959790791632E-2,2.7881909601301658E-4,1.1817970506740416,0.12932884841752124,3.3959325011542973E-2,2.6399210305859677E-3,8.8327207139138331E-5,5.6423829988383467E-5,39.990927593553828,1.1782344669416105,1.1782277669252925,1.1896871673315603,0.22482585204710992,0.22482585204710992,0.22482585204710992,0.22482585204710992,null,null,27.816945435732585,null,null,1.0162224797219004E-5,0,0,0]
[1755,2.0336037079953644,10.168018539976822,{"$f":"IF('Calculation Sheet'!$D$59=\"YES\",(Vcc_max-C1782)*ILIM_FINAL_TOL,(Vcc_max-C1782)*($AE$13+IF(C1782>=$AE$8,$AE$7,0)+(IF(C1782>=$AE$6,C1782,0)/$AE$5)+IF(C1782>$AE$10,($AE$9/C1782),0)))","v":0.91600935763303915},0.94055760013593837,2.2987888318519802,0.46908161180838548,5.5287286883087816E-4,1.1114624984581711E-2,2.7794286071680663E-4,1.1789001373744175,0.12934607445858026,3.3964306062832184E-2,2.64031968615841E-3,8.8340576475998134E-5,5.6432370630465911E-5,39.975616180523964,1.1781684837733541,1.1781617859713656,1.1896173569575017,0.22485266035228524,0.22485266035228524,0.22485266035228524,0.22485266035228524,null,null,27.817126913400653,null,null,1.0168018539976822E-5,0,0,0]
[1756,2.0347624565469289,10.173812282734646,{"$f":"IF('Calculation Sheet'!$D$59=\"YES\",(Vcc_max-C1783)*ILIM_FINAL_TOL,(Vcc_max-C1783)*($AE$13+IF(C1783>=$AE$8,$AE$7,0)+(IF(C1783>=$AE$6,C1783,0)/$AE$5)+IF(C1783>$AE$10,($AE$9/C1783),0)))","v":0.91311243792370544},0.93766068099550071,2.2968943808325863,0.46911945856380488,5.5295624068085747E-4,1.1116284861406589E-2,2.7706662540050164E-4,1.1760032240049005,0.1293632369223493,3.396927078035572E-2,2.6407170811454383E-3,8.8353903660798316E-5,5.6440884345754228E-5,39.960298393058295,1.1781017803048561,1.1780950847221965,1.1895468177227193,0.22487935573079065,0.22487935573079065,0.22487935573079065,0.22487935573079065,null,null,27.817306880068948,null,null,1.0173812282734646E-5,0,0,0]
[1757,2.0359212050984934,10.179606025492468,{"$f":"IF('Calculation Sheet'!$D$59=\"YES\",(Vcc_max-C1784)*ILIM_FINAL_TOL,(Vcc_max-C1784)*($AE$13+IF(C1784>=$AE$8,$AE$7,0)+(IF(C1784>=$AE$6,C1784,0)/$AE$5)+IF(C1784>$AE$10,($AE$9/C1784),0)))","v":0.91021551814723745},0.93476376178792797,2.2949985563998121,0.46915705679719888,5.5303934869688209E-4,1.1117939421275924E-2,2.7619039006376855E-4,1.1731063105655222,0.12938033581021391,3.3974219164205066E-2,2.641113215547497E-3,8.8367188693538878E-5,5.6449371134359438E-5,39.944974237061906,1.1780343567193718,1.178027663361038,1.1894755498151044,0.22490593818698523,0.22490593818698523,0.22490593818698523,0.22490593818698523,null,null,27.81748533591205,null,null,1.0179606025492468E-5,0,0,0]
[1758,2.0370799536500575,10.185399768250289,{"$f":"IF('Calculation Sheet'!$D$59=\"YES\",(Vcc_max-C1785)*ILIM_FINAL_TOL,(Vcc_max-C1785)*($AE$13+IF(C1785>=$AE$8,$AE$7,0)+(IF(C1785>=$AE$6,C1785,0)/$AE$5)+IF(C1785>$AE$10,($AE$9/C1785),0)))","v":0.9073185983036357},0.93186684251322138,2.2931013604351858,0.46919440652960709,5.5312219287906306E-4,1.1119588664199376E-2,2.7531415470671838E-4,1.1702093970563137,0.12939737112355965,3.3979151214471814E-2,2.64150808936503E-3,8.838043157421982E-5,5.6457830996170522E-5,39.929643718432068,1.1779662132001099,1.1779595220710961,1.1894035534224996,0.22493240772522805,0.22493240772522805,0.22493240772522805,0.22493240772522805,null,null,27.817662281104511,null,null,1.0185399768250289E-5,0,0,0]
[1759,2.038238702201622,10.191193511008111,{"$f":"IF('Calculation Sheet'!$D$59=\"YES\",(Vcc_max-C1786)*ILIM_FINAL_TOL,(Vcc_max-C1786)*($AE$13+IF(C1786>=$AE$8,$AE$7,0)+(IF(C1786>=$AE$6,C1786,0)/$AE$5)+IF(C1786>$AE$10,($AE$9/C1786),0)))","v":0.90442167839289789},0.92896992317137894,2.2912027948176554,0.46923150778206751,5.5320477322728934E-4,1.1121232590186492E-2,2.7443791932946215E-4,1.1673124834773025,0.12941434286377196,3.3984066931247559E-2,2.6419017025985925E-3,8.8393632302841141E-5,5.6466263931298499E-5,39.914306843058036,1.1778973499302321,1.17789066103553,1.1893308287326994,0.22495876434987772,0.22495876434987772,0.22495876434987772,0.22495876434987772,null,null,27.817837715820836,null,null,1.019119351100811E-5,0,0,0]
[1760,2.039397450753186,10.196987253765931,{"$f":"IF('Calculation Sheet'!$D$59=\"YES\",(Vcc_max-C1787)*ILIM_FINAL_TOL,(Vcc_max-C1787)*($AE$13+IF(C1787>=$AE$8,$AE$7,0)+(IF(C1787>=$AE$6,C1787,0)/$AE$5)+IF(C1787>$AE$10,($AE$9/C1787),0)))","v":0.90152475841502633},0.92607300376240265,2.2893028614235975,0.46926836057561611,5.5328708974156093E-4,1.1122871199246931E-2,2.7356168393177782E-4,1.1644155698285203,0.12943125103223641,3.3988966314623781E-2,2.6422940552487395E-3,8.8406790879402841E-5,5.6474669939632349E-5,39.89896361682122,1.1778277670928543,1.1778210804374525,1.1892573759334497,0.22498500806529298,0.22498500806529298,0.22498500806529298,0.22498500806529298,null,null,27.818011640235511,null,null,1.0196987253765931E-5,0,0,0]
[1761,2.0405561993047505,10.202780996523753,{"$f":"IF('Calculation Sheet'!$D$59=\"YES\",(Vcc_max-C1788)*ILIM_FINAL_TOL,(Vcc_max-C1788)*($AE$13+IF(C1788>=$AE$8,$AE$7,0)+(IF(C1788>=$AE$6,C1788,0)/$AE$5)+IF(C1788>$AE$10,($AE$9/C1788),0)))","v":0.89862783837001869},0.92317608428629039,2.2874015621268153,0.46930496493128732,5.5336914242198887E-4,1.1124504491390352E-2,2.7268544851388743E-4,1.1615186561099939,0.12944809563033843,3.3993849364692075E-2,2.6426851473160262E-3,8.8419907303904921E-5,5.6483049021283094E-5,39.88361404559511,1.1777574648710449,1.1777507804599299,1.1891831952124481,0.22501113887583213,0.22501113887583213,0.22501113887583213,0.22501113887583213,null,null,27.81818405452297,null,null,1.0202780996523753E-5,0,0,0]
[1762,2.0417149478563146,10.208574739281575,{"$f":"IF('Calculation Sheet'!$D$59=\"YES\",(Vcc_max-C1789)*ILIM_FINAL_TOL,(Vcc_max-C1789)*($AE$13+IF(C1789>=$AE$8,$AE$7,0)+(IF(C1789>=$AE$6,C1789,0)/$AE$5)+IF(C1789>$AE$10,($AE$9/C1789),0)))","v":0.89573091825787643},0.92027916474304428,2.2854988987985476,0.4693413208701136,5.5345093126857314E-4,1.1126132466626304E-2,2.7180921307556893E-4,1.1586217423217542,0.1294648766594636,3.3998716081544034E-2,2.6430749788008967E-3,8.843298157634738E-5,5.6491401176139711E-5,39.868258135245298,1.1776864434478265,1.1776797612859817,1.1891082867573437,0.22503715678585356,0.22503715678585356,0.22503715678585356,0.22503715678585356,null,null,27.818354958857622,null,null,1.0208574739281576E-5,0,0,0]
[1763,2.0428736964078791,10.214368482039395,{"$f":"IF('Calculation Sheet'!$D$59=\"YES\",(Vcc_max-C1790)*ILIM_FINAL_TOL,(Vcc_max-C1790)*($AE$13+IF(C1790>=$AE$8,$AE$7,0)+(IF(C1790>=$AE$6,C1790,0)/$AE$5)+IF(C1790>$AE$10,($AE$9/C1790),0)))","v":0.89283399807859987},0.91738224513266209,2.2835948733074667,0.4693774284131258,5.5353245628131376E-4,1.1127755124964556E-2,2.7093297761704438E-4,1.1557248284638275,0.12948159412099713,3.400356646527114E-2,2.6434635497039061E-3,8.8446013696730219E-5,5.6499726404313222E-5,39.852895891629487,1.1776147030061748,1.1776080230985808,1.1890326507557374,0.22506306179971536,0.22506306179971536,0.22506306179971536,0.22506306179971536,null,null,27.818524353413824,null,null,1.0214368482039395E-5,0,0,0]
[1764,2.0440324449594436,10.220162224797219,{"$f":"IF('Calculation Sheet'!$D$59=\"YES\",(Vcc_max-C1791)*ILIM_FINAL_TOL,(Vcc_max-C1791)*($AE$13+IF(C1791>=$AE$8,$AE$7,0)+(IF(C1791>=$AE$6,C1791,0)/$AE$5)+IF(C1791>$AE$10,($AE$9/C1791),0)))","v":0.8899370778321869},0.91448532545514516,2.2816894875196869,0.46941328758135287,5.5361371746021071E-4,1.1129372466414655E-2,2.7005674213820274E-4,1.152827914536243,0.12949824801632459,3.4008400515964987E-2,2.6438508600256094E-3,8.8459003665053437E-5,5.6508024705692605E-5,39.837527320597573,1.1775422437290188,1.1775355660806537,1.1889562873951813,0.22508885392177536,0.22508885392177536,0.22508885392177536,0.22508885392177536,null,null,27.818692238365919,null,null,1.022016222479722E-5,0,0,0]
[1765,2.0451911935110076,10.22595596755504,{"$f":"IF('Calculation Sheet'!$D$59=\"YES\",(Vcc_max-C1792)*ILIM_FINAL_TOL,(Vcc_max-C1792)*($AE$13+IF(C1792>=$AE$8,$AE$7,0)+(IF(C1792>=$AE$6,C1792,0)/$AE$5)+IF(C1792>$AE$10,($AE$9/C1792),0)))","v":0.88704015751864052},0.91158840571049427,2.2797827432987656,0.46944889839582193,5.53694714805264E-4,1.1130984490986151E-2,2.69180506638933E-4,1.1499310005390293,0.1295148383468312,3.4013218233717168E-2,2.6442369097664509E-3,8.8471951481317035E-5,5.6516296080388884E-5,39.822152427991512,1.1774690657992413,1.1774623904150805,1.1888791968631796,0.22511453315639141,0.22511453315639141,0.22511453315639141,0.22511453315639141,null,null,27.818858613888196,null,null,1.022595596755504E-5,0,0,0]
[1766,2.0463499420625721,10.231749710312862,{"$f":"IF('Calculation Sheet'!$D$59=\"YES\",(Vcc_max-C1793)*ILIM_FINAL_TOL,(Vcc_max-C1793)*($AE$13+IF(C1793>=$AE$8,$AE$7,0)+(IF(C1793>=$AE$6,C1793,0)/$AE$5)+IF(C1793>$AE$10,($AE$9/C1793),0)))","v":0.88414323713795839},0.90869148589870741,2.2778746425057053,0.46948426087755857,5.5377544831647363E-4,1.1132591198688813E-2,2.6830427111956823E-4,1.1470340864722122,0.12953136511390229,3.4018019618619166E-2,2.6446216989269855E-3,8.8484857145521012E-5,5.6524540528291034E-5,39.806771219645491,1.177395169399678,1.1773884962846943,1.1888013793471881,0.22514009950792113,0.22514009950792113,0.22514009950792113,0.22514009950792113,null,null,27.819023480154918,null,null,1.0231749710312861E-5,0,0,0]
[1767,2.0475086906141362,10.237543453070682,{"$f":"IF('Calculation Sheet'!$D$59=\"YES\",(Vcc_max-C1794)*ILIM_FINAL_TOL,(Vcc_max-C1794)*($AE$13+IF(C1794>=$AE$8,$AE$7,0)+(IF(C1794>=$AE$6,C1794,0)/$AE$5)+IF(C1794>$AE$10,($AE$9/C1794),0)))","v":0.88124631669014242},0.9057945660197867,2.2759651869989614,0.46951937504758623,5.5385591799395062E-4,1.1134192589532188E-2,2.6742803557966432E-4,1.1441371723358207,0.12954782831892309,3.4022804670762574E-2,2.6450052275077685E-3,8.8497720657665369E-5,5.6532758049510079E-5,39.791383701385804,1.1773205547131189,1.1773138838722823,1.1887228350346142,0.22516555298072183,0.22516555298072183,0.22516555298072183,0.22516555298072183,null,null,27.8191868373403,null,null,1.0237543453070682E-5,0,0,0]
[1768,2.0486674391657007,10.243337195828506,{"$f":"IF('Calculation Sheet'!$D$59=\"YES\",(Vcc_max-C1795)*ILIM_FINAL_TOL,(Vcc_max-C1795)*($AE$13+IF(C1795>=$AE$8,$AE$7,0)+(IF(C1795>=$AE$6,C1795,0)/$AE$5)+IF(C1795>$AE$10,($AE$9/C1795),0)))","v":0.87834939617518959},0.90289764607373013,2.2740543786344407,0.46955424092692694,5.5393612383769497E-4,1.1135788663525936E-2,2.6655180001966539E-4,1.1412402581298795,0.12956422796327893,3.4027573390238874E-2,2.6453874955092438E-3,8.8510542017750105E-5,5.6540948643934996E-5,39.775989879030959,1.1772452219223069,1.1772385533605847,1.1886435641128168,0.2251908935791509,0.2251908935791509,0.2251908935791509,0.2251908935791509,null,null,27.819348685618536,null,null,1.0243337195828505E-5,0,0,0]
[1769,2.0498261877172648,10.249130938586324,{"$f":"IF('Calculation Sheet'!$D$59=\"YES\",(Vcc_max-C1796)*ILIM_FINAL_TOL,(Vcc_max-C1796)*($AE$13+IF(C1796>=$AE$8,$AE$7,0)+(IF(C1796>=$AE$6,C1796,0)/$AE$5)+IF(C1796>$AE$10,($AE$9/C1796),0)))","v":0.87545247559310468},0.9000007260605396,2.2721422192655103,0.46958885853660065,5.5401606584770668E-4,1.1137379420679716E-2,2.6567556443923834E-4,1.1383433438544177,0.12958056404835505,3.4032325777139771E-2,2.6457685029319666E-3,8.852332122577522E-5,5.6549112311676808E-5,39.760589758391625,1.1771691712099384,1.1771625049322956,1.1885635667691068,0.2252161213075653,0.2252161213075653,0.2252161213075653,0.2252161213075653,null,null,27.819509025163772,null,null,1.0249130938586325E-5,0,0,0]
[1770,2.0509849362688293,10.254924681344148,{"$f":"IF('Calculation Sheet'!$D$59=\"YES\",(Vcc_max-C1797)*ILIM_FINAL_TOL,(Vcc_max-C1797)*($AE$13+IF(C1797>=$AE$8,$AE$7,0)+(IF(C1797>=$AE$6,C1797,0)/$AE$5)+IF(C1797>$AE$10,($AE$9/C1797),0)))","v":0.87255555494388193},0.89710380598021322,2.270228710742995,0.46962322789762573,5.5409574402398576E-4,1.1138964861003076E-2,2.6479932883860524E-4,1.1354464295094593,0.12959683657553667,3.4037061831556747E-2,2.6461482497764921E-3,8.8536058281629693E-5,5.6557249052624492E-5,39.745183345270696,1.1770924027586633,1.177085738770062,1.1884828431907466,0.2252412361703221,0.2252412361703221,0.2252412361703221,0.2252412361703221,null,null,27.819667856150115,null,null,1.0254924681344148E-5,0,0,0]
[1771,2.0521436848203938,10.26071842410197,{"$f":"IF('Calculation Sheet'!$D$59=\"YES\",(Vcc_max-C1798)*ILIM_FINAL_TOL,(Vcc_max-C1798)*($AE$13+IF(C1798>=$AE$8,$AE$7,0)+(IF(C1798>=$AE$6,C1798,0)/$AE$5)+IF(C1798>$AE$10,($AE$9/C1798),0)))","v":0.86965863422752543},0.89420688583275176,2.2683138549151858,0.46965734903101869,5.5417515836653219E-4,1.1140544984505674E-2,2.6392309321765506E-4,1.1325495150950311,0.12961304554620889,3.4041781553581285E-2,2.6465267360432643E-3,8.8548753185424545E-5,5.6565358866889071E-5,39.729770645463248,1.1770149167510855,1.1770082550564851,1.1884013935649504,0.22526623817177793,0.22526623817177793,0.22526623817177793,0.22526623817177793,null,null,27.819825178751657,null,null,1.0260718424101971E-5,0,0,0]
[1772,2.0533024333719578,10.266512166859791,{"$f":"IF('Calculation Sheet'!$D$59=\"YES\",(Vcc_max-C1799)*ILIM_FINAL_TOL,(Vcc_max-C1799)*($AE$13+IF(C1799>=$AE$8,$AE$7,0)+(IF(C1799>=$AE$6,C1799,0)/$AE$5)+IF(C1799>$AE$10,($AE$9/C1799),0)))","v":0.86676171344403474},0.89130996561815645,2.2663976536278416,0.46969122195779422,5.5425430887534599E-4,1.1142119791197169E-2,2.6304685757616575E-4,1.1296526006111605,0.12962919096175685,3.4046484943304978E-2,2.6469039617328383E-3,8.8561405937159776E-5,5.6573441754359521E-5,39.714351664756592,1.1769367133697621,1.1769300539741192,1.1883192180788842,0.22529112731628942,0.22529112731628942,0.22529112731628942,0.22529112731628942,null,null,27.81998099314243,null,null,1.026651216685979E-5,0,0,0]
[1773,2.0544611819235223,10.272305909617613,{"$f":"IF('Calculation Sheet'!$D$59=\"YES\",(Vcc_max-C1800)*ILIM_FINAL_TOL,(Vcc_max-C1800)*($AE$13+IF(C1800>=$AE$8,$AE$7,0)+(IF(C1800>=$AE$6,C1800,0)/$AE$5)+IF(C1800>$AE$10,($AE$9/C1800),0)))","v":0.86386479259340843},0.88841304533642529,2.2644801087241904,0.46972484669896536,5.5433319555053817E-4,1.1143689281087221E-2,2.6217062191469243E-4,1.1267556860578702,0.12964527282356564,3.4051172000819419E-2,2.6472799268457692E-3,8.8574016536835387E-5,5.6581497715146867E-5,39.698926408930269,1.1768577927972037,1.1768511357054723,1.1882363169196655,0.22531590360821296,0.22531590360821296,0.22531590360821296,0.22531590360821296,null,null,27.820135299496439,null,null,1.0272305909617613E-5,0,0,0]
[1774,2.0556199304750864,10.278099652375435,{"$f":"IF('Calculation Sheet'!$D$59=\"YES\",(Vcc_max-C1801)*ILIM_FINAL_TOL,(Vcc_max-C1801)*($AE$13+IF(C1801>=$AE$8,$AE$7,0)+(IF(C1801>=$AE$6,C1801,0)/$AE$5)+IF(C1801>$AE$10,($AE$9/C1801),0)))","v":0.86096787167564703},0.88551612498756027,2.2625612220449383,0.46975822327554317,5.5441181839210874E-4,1.1145253454185378E-2,2.6129438623267998E-4,1.123858771435188,0.12966129113302038,3.405584272621609E-2,2.6476546313825011E-3,8.8586584984451378E-5,5.6589526749140084E-5,39.68349488375604,1.1767781552158745,1.1767715004330062,1.188152690274364,0.22534056705190486,0.22534056705190486,0.22534056705190486,0.22534056705190486,null,null,27.82028809798766,null,null,1.0278099652375435E-5,0,0,0]
[1775,2.0567786790266509,10.283893395133255,{"$f":"IF('Calculation Sheet'!$D$59=\"YES\",(Vcc_max-C1802)*ILIM_FINAL_TOL,(Vcc_max-C1802)*($AE$13+IF(C1802>=$AE$8,$AE$7,0)+(IF(C1802>=$AE$6,C1802,0)/$AE$5)+IF(C1802>$AE$10,($AE$9/C1802),0)))","v":0.85807095069075157},0.88261920457155918,2.260640995428266,0.4697913517085372,5.5449017740005768E-4,1.1146812310501297E-2,2.6041815053057249E-4,1.1209618567431361,0.12967724589150609,3.4060497119586586E-2,2.6480280753435892E-3,8.8599111280007747E-5,5.6597528856450197E-5,39.668057094997913,1.1766978008081923,1.1766911483391356,1.1880683383300006,0.22536511765172118,0.22536511765172118,0.22536511765172118,0.22536511765172118,null,null,27.820439388790017,null,null,1.0283893395133254E-5,0,0,0]
[1776,2.057937427578215,10.289687137891077,{"$f":"IF('Calculation Sheet'!$D$59=\"YES\",(Vcc_max-C1803)*ILIM_FINAL_TOL,(Vcc_max-C1803)*($AE$13+IF(C1803>=$AE$8,$AE$7,0)+(IF(C1803>=$AE$6,C1803,0)/$AE$5)+IF(C1803>$AE$10,($AE$9/C1803),0)))","v":0.85517402963872047},0.87972228408842434,2.2587194307098395,0.4698242320189549,5.5456827257438501E-4,1.1148365850044639E-2,2.5954191480792588E-4,1.1180649419817417,0.12969313710040775,3.4065135181022499E-2,2.6484002587295885E-3,8.8611595423504497E-5,5.6605504036966181E-5,39.652613048412221,1.1766167297565286,1.1766100796062295,1.1879832612735486,0.22538955541201777,0.22538955541201777,0.22538955541201777,0.22538955541201777,null,null,27.820589172077412,null,null,1.0289687137891077E-5,0,0,0]
[1777,2.0590961761297795,10.295480880648897,{"$f":"IF('Calculation Sheet'!$D$59=\"YES\",(Vcc_max-C1804)*ILIM_FINAL_TOL,(Vcc_max-C1804)*($AE$13+IF(C1804>=$AE$8,$AE$7,0)+(IF(C1804>=$AE$6,C1804,0)/$AE$5)+IF(C1804>$AE$10,($AE$9/C1804),0)))","v":0.85227710851955529},0.87682536353815343,2.2567965297228061,0.46985686422780226,5.5464610391509073E-4,1.1149914072825062E-2,2.5866567906518423E-4,1.1151680271510267,0.12970896476111038,3.4069756910615312E-2,2.6487711815409432E-3,8.8624037414941625E-5,5.661345229079906E-5,39.637162749747496,1.1765349422432085,1.1765282944166104,1.1878974592919325,0.22541388033715049,0.22541388033715049,0.22541388033715049,0.22541388033715049,null,null,27.820737448023706,null,null,1.0295480880648897E-5,0,0,0]
[1778,2.0602549246813435,10.301274623406719,{"$f":"IF('Calculation Sheet'!$D$59=\"YES\",(Vcc_max-C1805)*ILIM_FINAL_TOL,(Vcc_max-C1805)*($AE$13+IF(C1805>=$AE$8,$AE$7,0)+(IF(C1805>=$AE$6,C1805,0)/$AE$5)+IF(C1805>$AE$10,($AE$9/C1805),0)))","v":0.84938018733325438},0.87392844292074878,2.2548722942978054,0.46988924835608326,5.5472367142217482E-4,1.1151456978852115E-2,2.5778944330190345E-4,1.1122711122510176,0.12972472887499886,3.4074362308456618E-2,2.6491408437782082E-3,8.8636437254319134E-5,5.6621373617837811E-5,39.621706204744576,1.1764524384505104,1.176445792952554,1.187810932572029,0.22543809243147483,0.22543809243147483,0.22543809243147483,0.22543809243147483,null,null,27.820884216802718,null,null,1.030127462340672E-5,0,0,0]
[1779,2.061413673232908,10.307068366164541,{"$f":"IF('Calculation Sheet'!$D$59=\"YES\",(Vcc_max-C1806)*ILIM_FINAL_TOL,(Vcc_max-C1806)*($AE$13+IF(C1806>=$AE$8,$AE$7,0)+(IF(C1806>=$AE$6,C1806,0)/$AE$5)+IF(C1806>$AE$10,($AE$9/C1806),0)))","v":0.84648326607981839},0.87103152223620806,2.252946726262965,0.46992138442480025,5.5480097509574833E-4,1.1152994568135455E-2,2.5691320751852764E-4,1.1093741972817359,0.12974042944345821,3.40789513746379E-2,2.6495092454419389E-3,8.8648794941637021E-5,5.6629268018193457E-5,39.606243419136611,1.1763692185606665,1.1763625753962899,1.1877236813006666,0.22546219169934623,0.22546219169934623,0.22546219169934623,0.22546219169934623,null,null,27.821029478588237,null,null,1.0307068366164541E-5,0,0,0]
[1780,2.0625724217844725,10.312862108922365,{"$f":"IF('Calculation Sheet'!$D$59=\"YES\",(Vcc_max-C1807)*ILIM_FINAL_TOL,(Vcc_max-C1807)*($AE$13+IF(C1807>=$AE$8,$AE$7,0)+(IF(C1807>=$AE$6,C1807,0)/$AE$5)+IF(C1807>$AE$10,($AE$9/C1807),0)))","v":0.84358634475924676},0.86813460148453248,2.251019827443911,0.46995327245495372,5.5487801493581124E-4,1.1154526840684742E-2,2.5603697171472373E-4,1.1064772822432063,0.1297560664678733,3.4083524109250751E-2,2.6498763865326902E-3,8.8661110476784266E-5,5.6637135491754975E-5,39.590774398649032,1.1762852827558627,1.1762786419300011,1.1876357056646254,0.22548617814511984,0.22548617814511984,0.22548617814511984,0.22548617814511984,null,null,27.82117323355402,null,null,1.0312862108922366E-5,0,0,0]
[1781,2.0637311703360366,10.318655851680184,{"$f":"IF('Calculation Sheet'!$D$59=\"YES\",(Vcc_max-C1808)*ILIM_FINAL_TOL,(Vcc_max-C1808)*($AE$13+IF(C1808>=$AE$8,$AE$7,0)+(IF(C1808>=$AE$6,C1808,0)/$AE$5)+IF(C1808>$AE$10,($AE$9/C1808),0)))","v":0.84068942337154284},0.86523768066572293,2.2490915996637684,0.46998491246754232,5.5495479094225253E-4,1.1156053796509524E-2,2.5516073589060273E-4,1.1035803671354529,0.12977163994962904,3.4088080512386654E-2,2.6502422670509063E-3,8.867338385987189E-5,5.6644976038522366E-5,39.575299148999584,1.1762006312182387,1.1761939927358247,1.1875470058506377,0.22551005177315087,0.22551005177315087,0.22551005177315087,0.22551005177315087,null,null,27.821315481873778,null,null,1.0318655851680184E-5,0,0,0]
[1782,2.0648899188876011,10.324449594438008,{"$f":"IF('Calculation Sheet'!$D$59=\"YES\",(Vcc_max-C1809)*ILIM_FINAL_TOL,(Vcc_max-C1809)*($AE$13+IF(C1809>=$AE$8,$AE$7,0)+(IF(C1809>=$AE$6,C1809,0)/$AE$5)+IF(C1809>$AE$10,($AE$9/C1809),0)))","v":0.8377925019167014},0.86234075977977764,2.2471620447431611,0.47001630448356307,5.5503130311518323E-4,1.1157575435619571E-2,2.542845000463867E-4,1.1006834519584969,0.1297871498901102,3.4092620584137201E-2,2.6506068869971422E-3,8.8685615090899894E-5,5.665278965860665E-5,39.559817675898358,1.1761152641298873,1.1761086279958513,1.1874575820453872,0.22553381258779415,0.22553381258779415,0.22553381258779415,0.22553381258779415,null,null,27.821456223721192,null,null,1.0324449594438008E-5,0,0,0]
[1783,2.0660486674391652,10.330243337195826,{"$f":"IF('Calculation Sheet'!$D$59=\"YES\",(Vcc_max-C1810)*ILIM_FINAL_TOL,(Vcc_max-C1810)*($AE$13+IF(C1810>=$AE$8,$AE$7,0)+(IF(C1810>=$AE$6,C1810,0)/$AE$5)+IF(C1810>$AE$10,($AE$9/C1810),0)))","v":0.83489558039472755},0.85944383882669839,2.2452311645002228,0.47004744852401115,5.5510755145471435E-4,1.1159091758024431E-2,2.5340826418152052E-4,1.0977865367123631,0.12980259629070157,3.4097144324593986E-2,2.6509702463718421E-3,8.8697804169868277E-5,5.6660576351896808E-5,39.544329985047753,1.1760291816728556,1.1760225478921249,1.1873674344355098,0.22555746059340442,0.22555746059340442,0.22555746059340442,0.22555746059340442,null,null,27.821595459269915,null,null,1.0330243337195826E-5,0,0,0]
[1784,2.0672074159907297,10.33603707995365,{"$f":"IF('Calculation Sheet'!$D$59=\"YES\",(Vcc_max-C1811)*ILIM_FINAL_TOL,(Vcc_max-C1811)*($AE$13+IF(C1811>=$AE$8,$AE$7,0)+(IF(C1811>=$AE$6,C1811,0)/$AE$5)+IF(C1811>$AE$10,($AE$9/C1811),0)))","v":0.8319986588056163},0.85654691780648329,2.2432989607505931,0.47007834460987996,5.5518353596073489E-4,1.1160602763733651E-2,2.5253202829667032E-4,1.0948896213970718,0.12981797915278792,3.4101651733848493E-2,2.651332345175561E-3,8.870995109677704E-5,5.6668336118503859E-5,39.528836082142554,1.1759423840291441,1.1759357526066434,1.1872765632075932,0.22558099579433621,0.22558099579433621,0.22558099579433621,0.22558099579433621,null,null,27.821733188693539,null,null,1.0336037079953651E-5,0,0,0]
[1785,2.0683661645422937,10.34183082271147,{"$f":"IF('Calculation Sheet'!$D$59=\"YES\",(Vcc_max-C1812)*ILIM_FINAL_TOL,(Vcc_max-C1812)*($AE$13+IF(C1812>=$AE$8,$AE$7,0)+(IF(C1812>=$AE$6,C1812,0)/$AE$5)+IF(C1812>$AE$10,($AE$9/C1812),0)))","v":0.82910173714937174},0.85364999671913422,2.2413654353074275,0.470108992762161,5.5525925663324482E-4,1.1162108452757002E-2,2.51655792391281E-4,1.0919927060126475,0.12983329847775404,3.4106142811992313E-2,2.6516931834088542E-3,8.8722055871626182E-5,5.6676068958316783E-5,39.513335972869847,1.1758548713807069,1.1758482423213583,1.1871849685481772,0.22560441819494403,0.22560441819494403,0.22560441819494403,0.22560441819494403,null,null,27.821869412165647,null,null,1.034183082271147E-5,0,0,0]
[1786,2.0695249130938582,10.347624565469292,{"$f":"IF('Calculation Sheet'!$D$59=\"YES\",(Vcc_max-C1813)*ILIM_FINAL_TOL,(Vcc_max-C1813)*($AE$13+IF(C1813>=$AE$8,$AE$7,0)+(IF(C1813>=$AE$6,C1813,0)/$AE$5)+IF(C1813>$AE$10,($AE$9/C1813),0)))","v":0.82620481542599145},0.85075307556464919,2.2394305899813931,0.47013939300184426,5.5533471347235519E-4,1.1163608825104032E-2,2.5077955646579664E-4,1.0890957905591101,0.12984855426698461,3.4110617559116929E-2,2.6520527610722766E-3,8.8734118494415704E-5,5.6683774871446602E-5,39.497829662909105,1.1757666439094518,1.1757600172181748,1.1870926506437531,0.22562772779958196,0.22562772779958196,0.22562772779958196,0.22562772779958196,null,null,27.822004129859767,null,null,1.0347624565469292E-5,0,0,0]
[1787,2.0706836616454227,10.353418308227115,{"$f":"IF('Calculation Sheet'!$D$59=\"YES\",(Vcc_max-C1814)*ILIM_FINAL_TOL,(Vcc_max-C1814)*($AE$13+IF(C1814>=$AE$8,$AE$7,0)+(IF(C1814>=$AE$6,C1814,0)/$AE$5)+IF(C1814>$AE$10,($AE$9/C1814),0)))","v":0.82330789363547641},0.84785615434302919,2.2374944265806795,0.47016954534991773,5.5540990647806598E-4,1.1165103880784399E-2,2.4990332051988418E-4,1.0861988750364824,0.12986374652186428,3.4115075975313935E-2,2.6524110781662724E-3,8.8746138965034582E-5,5.6691453857782292E-5,39.482317157932229,1.1756777017972406,1.1756710774789518,1.1869996096807645,0.22565092461260416,0.22565092461260416,0.22565092461260416,0.22565092461260416,null,null,27.822137341949404,null,null,1.0353418308227115E-5,0,0,0]
[1788,2.0718424101969868,10.359212050984937,{"$f":"IF('Calculation Sheet'!$D$59=\"YES\",(Vcc_max-C1815)*ILIM_FINAL_TOL,(Vcc_max-C1815)*($AE$13+IF(C1815>=$AE$8,$AE$7,0)+(IF(C1815>=$AE$6,C1815,0)/$AE$5)+IF(C1815>$AE$10,($AE$9/C1815),0)))","v":0.82041097177782618},0.84495923305427545,2.2355569469109993,0.47019944982736767,5.5548483565037721E-4,1.1166593619807763E-2,2.4902708455354361E-4,1.0833019594447872,0.12987887524377772,3.4119518060674814E-2,2.6527681346913967E-3,8.875811728359384E-5,5.6699105917323855E-5,39.466798463603432,1.1755880452258887,1.1755814232855022,1.1869058458456065,0.22567400863836451,0.22567400863836451,0.22567400863836451,0.22567400863836451,null,null,27.822269048608018,null,null,1.0359212050984936E-5,0,0,0]
[1789,2.0730011587485513,10.365005793742757,{"$f":"IF('Calculation Sheet'!$D$59=\"YES\",(Vcc_max-C1816)*ILIM_FINAL_TOL,(Vcc_max-C1816)*($AE$13+IF(C1816>=$AE$8,$AE$7,0)+(IF(C1816>=$AE$6,C1816,0)/$AE$5)+IF(C1816>$AE$10,($AE$9/C1816),0)))","v":0.81751404985304221},0.84206231169838563,2.2336181527755885,0.47022910645517862,5.5555950098928886E-4,1.1168078042183671E-2,2.4815084856710801E-4,1.0804050437840433,0.12989394043410962,3.4123943815291158E-2,2.6531239306480936E-3,8.8770053450093478E-5,5.6706731050182313E-5,39.451273585579344,1.175497674377165,1.1754910548195923,1.1868113593246266,0.22569697988121673,0.22569697988121673,0.22569697988121673,0.22569697988121673,null,null,27.822399250009035,null,null,1.0365005793742757E-5,0,0,0]
[1790,2.0741599073001153,10.370799536500579,{"$f":"IF('Calculation Sheet'!$D$59=\"YES\",(Vcc_max-C1817)*ILIM_FINAL_TOL,(Vcc_max-C1817)*($AE$13+IF(C1817>=$AE$8,$AE$7,0)+(IF(C1817>=$AE$6,C1817,0)/$AE$5)+IF(C1817>$AE$10,($AE$9/C1817),0)))","v":0.81461712786112217},0.83916539027536208,2.2316780459752152,0.47025851525433332,5.5563390249480094E-4,1.1169557147921783E-2,2.472746125602443E-4,1.0775081280542744,0.12990894209424442,3.4128353239254561E-2,2.6534784660369182E-3,8.8781947464533495E-5,5.6714329256246643E-5,39.435742529509064,1.1754065894327925,1.1753999722629422,1.1867161503041239,0.22571983834551435,0.22571983834551435,0.22571983834551435,0.22571983834551435,null,null,27.822527946325849,null,null,1.0370799536500579E-5,0,0,0]
[1791,2.0753186558516798,10.376593279258401,{"$f":"IF('Calculation Sheet'!$D$59=\"YES\",(Vcc_max-C1818)*ILIM_FINAL_TOL,(Vcc_max-C1818)*($AE$13+IF(C1818>=$AE$8,$AE$7,0)+(IF(C1818>=$AE$6,C1818,0)/$AE$5)+IF(C1818>$AE$10,($AE$9/C1818),0)))","v":0.8117202058020675},0.83626846878520245,2.2297366283081783,0.47028767624581269,5.5570804016702446E-4,1.1171030937031756E-2,2.4639837653317453E-4,1.0746112122554989,0.12992388022556678,3.4132746332656505E-2,2.6538317408584255E-3,8.8793799326913891E-5,5.6721900535627867E-5,39.420205301034031,1.1753147905744477,1.1753081757972261,1.1866202189703499,0.22574258403561076,0.22574258403561076,0.22574258403561076,0.22574258403561076,null,null,27.822655137731818,null,null,1.0376593279258402E-5,0,0,0]
[1792,{"$f":"($AE$11/2000)*(A1819)","v":2.0764774044032439},{"$f":"$AE$13*B1819*10^-3/($AE$4*10^-6)","v":10.382387022016221},{"$f":"IF('Calculation Sheet'!$D$59=\"YES\",(Vcc_max-C1819)*ILIM_FINAL_TOL,(Vcc_max-C1819)*($AE$13+IF(C1819>=$AE$8,$AE$7,0)+(IF(C1819>=$AE$6,C1819,0)/$AE$5)+IF(C1819>$AE$10,($AE$9/C1819),0)))","v":0.80882328367587852},0.83337154722790896,2.2277939015703154,0.4703165894505959,5.5578191400584842E-4,1.1172499409523251E-2,2.4552214048567667E-4,1.0717142963877395,0.12993875482946127,3.4137123095588473E-2,2.6541837551131708E-3,8.8805609037234667E-5,5.6729444888214964E-5,39.404661905788153,1.1752222779837611,1.1752156656040715,1.1865235655095077,0.22576521695585927,0.22576521695585927,0.22576521695585927,0.22576521695585927,null,null,27.822780824400255,null,null,{"$f":"IF(C1819>=$AE$6,C1819,0)/$AE$5","v":1.0382387022016221E-5},{"$f":"IF(C1819>=$AE$8,$AE$7,0)","v":0},{"$f":"IF(C1819>$AE$10,($AE$9/C1819),0)","v":0},{"$f":"(Q1819-AA1819)*IF((Vcc_max-C1819)>$F$4,1,0)","v":0}]
[1793,2.0776361529548084,10.388180764774043,{"$f":"IF('Calculation Sheet'!$D$59=\"YES\",(Vcc_max-C1820)*ILIM_FINAL_TOL,(Vcc_max-C1820)*($AE$13+IF(C1820>=$AE$8,$AE$7,0)+(IF(C1820>=$AE$6,C1820,0)/$AE$5)+IF(C1820>$AE$10,($AE$9/C1820),0)))","v":0.80592636148255403},{"$f":"(D1819+((((EXP(-(B1820-B1819)*10^-3/$F$14)))*(E1819-D1819))))","v":0.83047462560347951},{"$f":"(D1819+((((EXP(-(B1820-B1819)*10^-3/$F$15)))*(F1819-D1819))))","v":2.2258498675550009},{"$f":"(D1819+((((EXP(-(B1820-B1819)*10^-3/$F$16)))*(G1819-D1819))))","v":0.47034525488966045},{"$f":"(D1819+((((EXP(-(B1820-B1819)*10^-3/$F$17)))*(H1819-D1819))))","v":5.5585552401138383E-4},{"$f":"(D1819+((((EXP(-(B1820-B1819)*10^-3/$F$18)))*(I1819-D1819))))","v":1.1173962565405815E-2},{"$f":"(D1819+((((EXP(-(B1820-B1819)*10^-3/$F$19)))*(JX1819-D1819))))","v":2.4464590441797274E-4},{"$f":"(D1819+((((EXP(-(B1820-B1819)*10^-3/$F$20)))*(K1819-D1819))))","v":1.0688173804510146},{"$f":"(D1819+((((EXP(-(B1820-B1819)*10^-3/$F$21)))*(L1819-D1819))))","v":0.12995356590731233},{"$f":"(D1819+((((EXP(-(B1820-B1819)*10^-3/$F$22)))*(M1819-D1819))))","v":3.4141483528142169E-2},2.6545345088015981E-3,8.8817376595495823E-5,5.6736962314118955E-5,39.389112349397756,{"$f":"(D1819+((((EXP(-(B1820-B1819)*10^-3/$B$14)))*(R1819-D1819))))","v":1.1751290518423168},{"$f":"(D1819+((((EXP(-(B1820-B1819)*10^-3/$B$15)))*(S1819-D1819))))","v":1.1751224418650601},{"$f":"(D1819+((((EXP(-(B1820-B1819)*10^-3/$B$16)))*(T1819-D1819))))","v":1.1864261901077524},{"$f":"(D1819+((((EXP(-(B1820-B1819)*10^-3/$B$17)))*(U1819-D1819))))","v":0.22578773711061284},{"$f":"(D1819+((((EXP(-(B1820-B1819)*10^-3/$B$18)))*(V1819-D1819))))","v":0.22578773711061284},0.22578773711061284,0.22578773711061284,null,null,27.822905006504445,null,null,1.0388180764774044E-5,0,0,0]
[1794,2.0787949015063729,10.393974507531867,{"$f":"IF('Calculation Sheet'!$D$59=\"YES\",(Vcc_max-C1821)*ILIM_FINAL_TOL,(Vcc_max-C1821)*($AE$13+IF(C1821>=$AE$8,$AE$7,0)+(IF(C1821>=$AE$6,C1821,0)/$AE$5)+IF(C1821>$AE$10,($AE$9/C1821),0)))","v":0.80302943922209358},0.82757770391191521,2.2239045280531542,0.47037367258398183,5.5592887018363069E-4,1.1175420404689107E-2,2.4376966832995173E-4,1.0659204644453453,0.12996831346050441,3.4145827630408965E-2,{"$f":"(D1820+((((EXP(-(B1821-B1820)*10^-3/$F$23)))*(N1820-D1820))))","v":2.6548840019242625E-3},{"$f":"(D1820+((((EXP(-(B1821-B1820)*10^-3/$F$24)))*(O1820-D1820))))","v":8.8829102001586335E-5},{"$f":"(D1820+((((EXP(-(B1821-B1820)*10^-3/$F$25)))*(P1820-D1820))))","v":5.6744452813228818E-5},{"$f":"$C$6+(E1821*$G$14)+(F1821*$G$15)+(G1821*$G$16)+(H1821*$G$17)+(I1821*$G$18)+(J1821*$G$19)+(K1821*$G$20)+(L1821*$G$21)+(M1821*$G$22)","v":39.373556637481649},1.1750351123316525,1.175028504761727,1.1863280929511915,0.22581014450422432,0.22581014450422432,{"$f":"(D1820+((((EXP(-(B1821-B1820)*10^-3/$B$19)))*(W1820-D1820))))","v":0.22581014450422432},{"$f":"(D1820+((((EXP(-(B1821-B1820)*10^-3/$B$20)))*(X1820-D1820))))","v":0.22581014450422432},null,null,{"$f":"$C$6+(R1821*$C$14)+(S1821*$C$15)+(T1821*$C$16)+(U1821*$C$17)+(V1821*$C$18)+(W1821*$C$19)+(X1821*$C$20)","v":27.823027684217642},null,null,1.0393974507531867E-5,0,0,0]
[1795,2.079953650057937,10.399768250289686,{"$f":"IF('Calculation Sheet'!$D$59=\"YES\",(Vcc_max-C1822)*ILIM_FINAL_TOL,(Vcc_max-C1822)*($AE$13+IF(C1822>=$AE$8,$AE$7,0)+(IF(C1822>=$AE$6,C1822,0)/$AE$5)+IF(C1822>$AE$10,($AE$9/C1822),0)))","v":0.80013251689450082},0.82468078215321694,2.221957884853242,0.47040184255453393,5.5600195252258899E-4,1.1176872927382786E-2,2.4289343222150261E-4,1.0630235483707526,0.12998299749042197,3.4150155402480453E-2,2.6552322344817192E-3,8.8840785255617227E-5,5.6751916385544554E-5,39.357994775651072,1.1749404596332602,1.1749338544755616,1.186229274225884,0.22583243914104656,0.22583243914104656,0.22583243914104656,0.22583243914104656,null,null,27.82314885771304,null,null,1.0399768250289685E-5,0,0,0]
[1796,2.0811123986095015,10.40556199304751,{"$f":"IF('Calculation Sheet'!$D$59=\"YES\",(Vcc_max-C1823)*ILIM_FINAL_TOL,(Vcc_max-C1823)*($AE$13+IF(C1823>=$AE$8,$AE$7,0)+(IF(C1823>=$AE$6,C1823,0)/$AE$5)+IF(C1823>$AE$10,($AE$9/C1823),0)))","v":0.79723559449977066},0.82178386032738282,2.2200099397412774,0.47042976482228888,5.5607477102836977E-4,1.11783201334964E-2,2.4201719609284744E-4,1.0601266322272545,0.12999761799844944,3.4154466844448228E-2,2.6555792064744121E-3,8.8852426357588499E-5,5.6759353031177184E-5,39.342426769509736,1.1748450939285855,1.1748384911880065,1.1861297341178412,0.22585462102543197,0.22585462102543197,0.22585462102543197,0.22585462102543197,null,null,27.823268527163833,null,null,1.040556199304751E-5,0,0,0]
[1797,2.0822711471610655,10.411355735805328,{"$f":"IF('Calculation Sheet'!$D$59=\"YES\",(Vcc_max-C1824)*ILIM_FINAL_TOL,(Vcc_max-C1824)*($AE$13+IF(C1824>=$AE$8,$AE$7,0)+(IF(C1824>=$AE$6,C1824,0)/$AE$5)+IF(C1824>$AE$10,($AE$9/C1824),0)))","v":0.79433867203790809},0.81888693843441485,2.2180606945008301,0.47045743940821688,5.5614732570086201E-4,1.1179762023039719E-2,2.4114095994387519E-4,1.057229716014872,0.13001217498597117,3.4158761956403771E-2,2.6559249179028965E-3,8.886402530750015E-5,5.6766762750015687E-5,39.32685262465386,1.1747490153990279,1.1747424150804588,1.1860294728130263,0.22587669016173306,0.22587669016173306,0.22587669016173306,0.22587669016173306,null,null,27.823386692743156,null,null,1.0411355735805328E-5,0,0,0]
[1798,2.08342989571263,10.417149478563152,{"$f":"IF('Calculation Sheet'!$D$59=\"YES\",(Vcc_max-C1825)*ILIM_FINAL_TOL,(Vcc_max-C1825)*($AE$13+IF(C1825>=$AE$8,$AE$7,0)+(IF(C1825>=$AE$6,C1825,0)/$AE$5)+IF(C1825>$AE$10,($AE$9/C1825),0)))","v":0.79144174950890811},0.81599001647431102,2.216110150913023,0.47048486633328651,5.5621961654017671E-4,1.118119859602229E-2,2.4026472377469688E-4,1.0543327997336227,0.13002666845437161,3.4163040738438677E-2,2.6562693687677275E-3,8.887558210535218E-5,5.6774145542171084E-5,39.311272346672141,1.1746522242259405,1.1746456263342688,1.1859284904973548,0.22589864655430192,0.22589864655430192,0.22589864655430192,0.22589864655430192,null,null,27.823503354624108,null,null,1.0417149478563152E-5,0,0,0]
[1799,2.0845886442641941,10.422943221320972,{"$f":"IF('Calculation Sheet'!$D$59=\"YES\",(Vcc_max-C1826)*ILIM_FINAL_TOL,(Vcc_max-C1826)*($AE$13+IF(C1826>=$AE$8,$AE$7,0)+(IF(C1826>=$AE$6,C1826,0)/$AE$5)+IF(C1826>$AE$10,($AE$9/C1826),0)))","v":0.78854482691277483},0.81309309444707323,2.2141583107565426,0.47051204561846449,5.5629164354620286E-4,1.1182629852453663E-2,2.3938848758497944E-4,1.0514358833835276,0.13004109840503497,3.4167303190644427E-2,2.656612559069349E-3,8.8887096751033567E-5,5.6781501407532353E-5,39.295685941145756,1.1745547205906304,1.1745481251307412,1.1858267873566943,0.22592049020749072,0.22592049020749072,0.22592049020749072,0.22592049020749072,null,null,27.823618512979753,null,null,1.0422943221320972E-5,0,0,0]
[1800,2.0857473928157586,10.428736964078794,{"$f":"IF('Calculation Sheet'!$D$59=\"YES\",(Vcc_max-C1827)*ILIM_FINAL_TOL,(Vcc_max-C1827)*($AE$13+IF(C1827>=$AE$8,$AE$7,0)+(IF(C1827>=$AE$6,C1827,0)/$AE$5)+IF(C1827>$AE$10,($AE$9/C1827),0)))","v":0.78564790424950581},0.81019617235269947,2.2122051758076342,0.47053897728471583,5.5636340671905149E-4,1.1184055792343606E-2,2.3851225137516696E-4,1.0485389669646035,0.13005546483934549,3.4171549313112504E-2,2.6569544888083163E-3,8.8898569244655334E-5,5.6788830346099495E-5,39.280093413648395,1.1744565046743587,1.1744499116511344,1.1857243635768642,0.22594222112565121,0.22594222112565121,0.22594222112565121,0.22594222112565121,null,null,27.823732167983128,null,null,1.0428736964078795E-5,0,0,0]
[1801,2.0869061413673227,10.434530706836615,{"$f":"IF('Calculation Sheet'!$D$59=\"YES\",(Vcc_max-C1828)*ILIM_FINAL_TOL,(Vcc_max-C1828)*($AE$13+IF(C1828>=$AE$8,$AE$7,0)+(IF(C1828>=$AE$6,C1828,0)/$AE$5)+IF(C1828>$AE$10,($AE$9/C1828),0)))","v":0.78275098151910272},0.80729925019119186,2.2102507478401141,0.47056566135300365,5.5643490605872259E-4,1.1185476415701667E-2,2.3763601514492638E-4,1.0456420504768711,0.1300697677586875,3.4175779105934501E-2,2.6572951579851845E-3,8.8909999586217481E-5,5.6796132357983531E-5,39.264494769746314,1.1743575766583403,1.1743509860766606,1.185621219343636,0.22596383931313513,0.22596383931313513,0.22596383931313513,0.22596383931313513,null,null,27.823844319807229,null,null,1.0434530706836614E-5,0,0,0]
[1802,2.0880648899188872,10.440324449594437,{"$f":"IF('Calculation Sheet'!$D$59=\"YES\",(Vcc_max-C1829)*ILIM_FINAL_TOL,(Vcc_max-C1829)*($AE$13+IF(C1829>=$AE$8,$AE$7,0)+(IF(C1829>=$AE$6,C1829,0)/$AE$5)+IF(C1829>$AE$10,($AE$9/C1829),0)))","v":0.77985405872156399},0.80440232796254829,2.208295028625364,0.4705920978442894,5.5650614156532718E-4,1.1186891722537506E-2,2.3675977889447974E-4,1.0427451339203468,0.13008400716444524,3.4179992569202011E-2,2.6576345666003975E-3,8.8921387775720007E-5,5.6803407443073439E-5,39.248890014998253,1.1742579367237438,1.1742513485884856,1.1855173548427334,0.22598534477429411,0.22598534477429411,0.22598534477429411,0.22598534477429411,null,null,27.823954968625007,null,null,1.0440324449594437E-5,0,0,0]
[1803,2.0892236384704517,10.446118192352259,{"$f":"IF('Calculation Sheet'!$D$59=\"YES\",(Vcc_max-C1830)*ILIM_FINAL_TOL,(Vcc_max-C1830)*($AE$13+IF(C1830>=$AE$8,$AE$7,0)+(IF(C1830>=$AE$6,C1830,0)/$AE$5)+IF(C1830>$AE$10,($AE$9/C1830),0)))","v":0.77695713585689019},0.80150540566676987,2.2063380199323421,0.47061828677953271,5.5657711323875425E-4,1.1188301712860671E-2,2.35883542623605E-4,1.0398482172950501,0.13009818305800291,3.4184189703006518E-2,2.6579727146545107E-3,8.8932733813162912E-5,5.681065560136922E-5,39.233279154955525,1.1741575850516921,1.1741509993677297,1.1854127702598323,0.22600673751347944,0.22600673751347944,0.22600673751347944,0.22600673751347944,null,null,27.824064114609392,null,null,1.0446118192352259E-5,0,0,0]
[1804,2.0903823870220157,10.451911935110079,{"$f":"IF('Calculation Sheet'!$D$59=\"YES\",(Vcc_max-C1831)*ILIM_FINAL_TOL,(Vcc_max-C1831)*($AE$13+IF(C1831>=$AE$8,$AE$7,0)+(IF(C1831>=$AE$6,C1831,0)/$AE$5)+IF(C1831>$AE$10,($AE$9/C1831),0)))","v":0.77406021292508254},0.79860848330385747,2.2043797235275826,0.47064422817969148,5.5664782107911481E-4,1.1189706386680931E-2,2.3500730633241318E-4,1.0369513006009998,0.13011229544074465,3.4188370507439614E-2,2.658309602148079E-3,8.8944037698435174E-5,5.6817876832981895E-5,39.217662195161999,1.1740565218232617,1.174049938595467,1.1853074657805609,0.22602801753504231,0.22602801753504231,0.22602801753504231,0.22602801753504231,null,null,27.824171757933282,null,null,1.0451911935110078E-5,0,0,0]
[1805,2.0915411355735802,10.457705677867903,{"$f":"IF('Calculation Sheet'!$D$59=\"YES\",(Vcc_max-C1832)*ILIM_FINAL_TOL,(Vcc_max-C1832)*($AE$13+IF(C1832>=$AE$8,$AE$7,0)+(IF(C1832>=$AE$6,C1832,0)/$AE$5)+IF(C1832>$AE$10,($AE$9/C1832),0)))","v":0.77116328992613803},0.79571156087380923,2.2024201411751974,0.47066992206572178,5.5671826508629785E-4,1.1191105744007834E-2,2.3413107002112632E-4,1.0340543838382117,0.13012634431405468,3.4192534982592782E-2,2.6586452290815465E-3,8.8955299431647816E-5,5.6825071137800443E-5,39.202039141154053,1.1739547472194829,1.1739481664527252,1.185201441590499,0.22604918484333381,0.22604918484333381,0.22604918484333381,0.22604918484333381,null,null,27.824277898769509,null,null,1.0457705677867903E-5,0,0,0]
[1806,2.0926998841251443,10.463499420625721,{"$f":"IF('Calculation Sheet'!$D$59=\"YES\",(Vcc_max-C1833)*ILIM_FINAL_TOL,(Vcc_max-C1833)*($AE$13+IF(C1833>=$AE$8,$AE$7,0)+(IF(C1833>=$AE$6,C1833,0)/$AE$5)+IF(C1833>$AE$10,($AE$9/C1833),0)))","v":0.76826636686006122},0.79281463837662702,2.2004592746368843,0.4706953684585779,5.5678844526041438E-4,1.119249978485104E-2,2.3325483368930033E-4,1.0311574670067056,0.13014032967931699,3.4196683128557503E-2,2.6589795954554685E-3,8.8966519012800838E-5,5.6832238515935884E-5,39.186409998460711,1.1738522614213405,1.173845683120486,1.1850946978751791,0.22607023944270477,0.22607023944270477,0.22607023944270477,0.22607023944270477,null,null,27.824382537290898,null,null,1.0463499420625721E-5,0,0,0]
[1807,2.0938586326767088,10.469293163383545,{"$f":"IF('Calculation Sheet'!$D$59=\"YES\",(Vcc_max-C1834)*ILIM_FINAL_TOL,(Vcc_max-C1834)*($AE$13+IF(C1834>=$AE$8,$AE$7,0)+(IF(C1834>=$AE$6,C1834,0)/$AE$5)+IF(C1834>$AE$10,($AE$9/C1834),0)))","v":0.76536944372684712},0.78991771581230896,2.1984971256719241,0.47072056737921247,5.568583616014644E-4,1.1193888509220096E-2,2.3237859733737931E-4,1.028260550106497,0.13015425153791571,3.4200814945425373E-2,2.6593127012703999E-3,8.8977696441894238E-5,5.6839378967277199E-5,39.170774772603522,1.1737490646097726,1.1737424887796852,1.1849872348200856,0.22609118133750594,0.22609118133750594,0.22609118133750594,0.22609118133750594,null,null,27.824485673670228,null,null,1.0469293163383546E-5,0,0,0]
[1808,2.0950173812282729,10.475086906141364,{"$f":"IF('Calculation Sheet'!$D$59=\"YES\",(Vcc_max-C1835)*ILIM_FINAL_TOL,(Vcc_max-C1835)*($AE$13+IF(C1835>=$AE$8,$AE$7,0)+(IF(C1835>=$AE$6,C1835,0)/$AE$5)+IF(C1835>$AE$10,($AE$9/C1835),0)))","v":0.7624725205265005},0.78702079318085694,2.1965336960371915,0.47074551884857613,5.5692801410944792E-4,1.1195271917124772E-2,2.3150236096491916E-4,1.025363633137605,0.13016810989123495,3.4204930433287872E-2,2.6596445465267848E-3,8.8988831718928019E-5,5.6846492491824385E-5,39.155133469096683,1.1736451569656716,1.1736385836112126,1.184879052610655,0.22611201053208785,0.22611201053208785,0.22611201053208785,0.22611201053208785,null,null,27.82458730808025,null,null,1.0475086906141363E-5,0,0,0]
[1809,2.0961761297798374,10.480880648899188,{"$f":"IF('Calculation Sheet'!$D$59=\"YES\",(Vcc_max-C1836)*ILIM_FINAL_TOL,(Vcc_max-C1836)*($AE$13+IF(C1836>=$AE$8,$AE$7,0)+(IF(C1836>=$AE$6,C1836,0)/$AE$5)+IF(C1836>$AE$10,($AE$9/C1836),0)))","v":0.75957559725901647},0.78412387048226906,2.1945689874871501,0.470770222887618,5.5699740278447596E-4,1.1196650008574616E-2,2.3062612457236398E-4,1.0224667161000447,0.1301819047406586,3.4209029592236595E-2,2.6599751312251785E-3,8.8999924843791156E-5,5.6853579089688466E-5,39.139486093446926,1.1735405386698841,1.173533967795912,1.1847701514322759,0.22613272703080078,0.22613272703080078,0.22613272703080078,0.22613272703080078,null,null,27.824687440693658,null,null,1.0480880648899188E-5,0,0,0]
[1810,2.0973348783314019,10.48667439165701,{"$f":"IF('Calculation Sheet'!$D$59=\"YES\",(Vcc_max-C1837)*ILIM_FINAL_TOL,(Vcc_max-C1837)*($AE$13+IF(C1837>=$AE$8,$AE$7,0)+(IF(C1837>=$AE$6,C1837,0)/$AE$5)+IF(C1837>$AE$10,($AE$9/C1837),0)))","v":0.75667867392439836},0.78122694771654622,2.1926030017738629,0.47079467951728521,5.5706652762643749E-4,1.1198022783579176E-2,2.2974988815938069E-4,1.0195697989938339,0.13019563608757068,3.4213112422363023E-2,2.6603044553661359E-3,8.9010975816594673E-5,5.686063876075842E-5,39.123832651153648,1.1734352099032102,1.1734286415145809,1.1846605314702898,0.22615333083799494,0.22615333083799494,0.22615333083799494,0.22615333083799494,null,null,27.824786071683135,null,null,1.0486674391657009E-5,0,0,0]
[1811,2.0984936268829659,10.49246813441483,{"$f":"IF('Calculation Sheet'!$D$59=\"YES\",(Vcc_max-C1838)*ILIM_FINAL_TOL,(Vcc_max-C1838)*($AE$13+IF(C1838>=$AE$8,$AE$7,0)+(IF(C1838>=$AE$6,C1838,0)/$AE$5)+IF(C1838>$AE$10,($AE$9/C1838),0)))","v":0.75378175052264629},0.77833002488368952,2.1906357406469916,0.47081888875852324,5.5713538863544354E-4,1.1199390242148222E-2,2.2887365172608032E-4,1.0166728818189907,0.13020930393335517,3.4217178923758751E-2,2.6606325189502122E-3,8.9021984637338569E-5,5.6867671505034245E-5,39.108173147708875,1.1733291708464042,1.1733226049479712,1.1845501929099898,0.22617382195802038,0.22617382195802038,0.22617382195802038,0.22617382195802038,null,null,27.824883201221322,null,null,1.0492468134414831E-5,0,0,0]
[1812,2.0996523754345304,10.498261877172652,{"$f":"IF('Calculation Sheet'!$D$59=\"YES\",(Vcc_max-C1839)*ILIM_FINAL_TOL,(Vcc_max-C1839)*($AE$13+IF(C1839>=$AE$8,$AE$7,0)+(IF(C1839>=$AE$6,C1839,0)/$AE$5)+IF(C1839>$AE$10,($AE$9/C1839),0)))","v":0.75088482705375825},0.77543310198369686,2.1886672058537995,0.47084285063227577,5.5720398581149411E-4,1.1200752384291301E-2,2.2799741527257389E-4,1.0137759645755293,0.13022290827939598,3.422122909651526E-2,2.6609593219778516E-3,8.9032951306022845E-5,5.6874677322626965E-5,39.092507588597215,1.1732224216801745,1.1732158582767884,1.1844391359366211,0.22619420039522697,0.22619420039522697,0.22619420039522697,0.22619420039522697,null,null,27.824978829480806,null,null,1.0498261877172652E-5,0,0,0]
[1813,2.1008111239860945,10.504055619930474,{"$f":"IF('Calculation Sheet'!$D$59=\"YES\",(Vcc_max-C1840)*ILIM_FINAL_TOL,(Vcc_max-C1840)*($AE$13+IF(C1840>=$AE$8,$AE$7,0)+(IF(C1840>=$AE$6,C1840,0)/$AE$5)+IF(C1840>$AE$10,($AE$9/C1840),0)))","v":0.74798790351773559},0.77253617901657035,2.1866973991391587,0.47086656515948466,5.5727231915458919E-4,1.1202109210018074E-2,2.2712117879863936E-4,1.0108790472634681,0.1302364491270771,3.4225262940724144E-2,2.661284864449498E-3,8.90438758226475E-5,5.6881656213425558E-5,39.076835979295971,1.1731149625851836,1.1731084016816924,1.1843273607353817,0.22621446615396446,0.22621446615396446,0.22621446615396446,0.22621446615396446,null,null,27.825072956634152,null,null,1.0504055619930475E-5,0,0,0]
[1814,2.101969872537659,10.509849362688295,{"$f":"IF('Calculation Sheet'!$D$59=\"YES\",(Vcc_max-C1841)*ILIM_FINAL_TOL,(Vcc_max-C1841)*($AE$13+IF(C1841>=$AE$8,$AE$7,0)+(IF(C1841>=$AE$6,C1841,0)/$AE$5)+IF(C1841>$AE$10,($AE$9/C1841),0)))","v":0.74509097991457862},0.76963925598230776,2.1847263222455484,0.47089003236109012,5.5734038866472879E-4,1.1203460719338199E-2,2.2624494230449876E-4,1.0079821298828211,0.13024992647778233,3.4229280456476885E-2,2.6616091463658176E-3,8.9054758187101513E-5,5.6888608177430022E-5,39.061158325275109,1.1730067937420476,1.1730002353432967,1.1842148674914212,0.22623461923858235,0.22623461923858235,0.22623461923858235,0.22623461923858235,null,null,27.825165582853902,null,null,1.0509849362688295E-5,0,0,0]
[1815,2.103128621089223,10.515643105446117,{"$f":"IF('Calculation Sheet'!$D$59=\"YES\",(Vcc_max-C1842)*ILIM_FINAL_TOL,(Vcc_max-C1842)*($AE$13+IF(C1842>=$AE$8,$AE$7,0)+(IF(C1842>=$AE$6,C1842,0)/$AE$5)+IF(C1842>$AE$10,($AE$9/C1842),0)))","v":0.74219405624428592},0.76674233288091143,2.1827539769130624,0.47091325225803043,5.5740819434191291E-4,1.1204806912261223E-2,2.2536870578993007E-4,1.0050852124336065,0.13026334033289544,3.4233281643864966E-2,2.6619321677272545E-3,8.9065598399495904E-5,5.6895533214751381E-5,39.04547463199718,1.172897915331337,1.1728913594421693,1.1841016563898421,0.22625465965342995,0.22625465965342995,0.22625465965342995,0.22625465965342995,null,null,27.825256708312544,null,null,1.0515643105446116E-5,0,0,0]
[1816,2.1042873696407876,10.521436848203939,{"$f":"IF('Calculation Sheet'!$D$59=\"YES\",(Vcc_max-C1843)*ILIM_FINAL_TOL,(Vcc_max-C1843)*($AE$13+IF(C1843>=$AE$8,$AE$7,0)+(IF(C1843>=$AE$6,C1843,0)/$AE$5)+IF(C1843>$AE$10,($AE$9/C1843),0)))","v":0.73929713250685836},0.76384540971237902,2.180780364879408,0.47093622487124226,5.5747573618625257E-4,1.1206147788796805E-2,2.2449246925526634E-4,1.0021882949158381,0.13027669069380032,3.4237266502979979E-2,2.6622539285343638E-3,8.9076396459830676E-5,5.6902431325278613E-5,39.029784904917477,1.1727883275335764,1.172781774158832,1.1839877276156989,0.22627458740285644,0.22627458740285644,0.22627458740285644,0.22627458740285644,null,null,27.825346333182523,null,null,1.0521436848203939E-5,0,0,0]
[1817,2.1054461181923516,10.527230590961759,{"$f":"IF('Calculation Sheet'!$D$59=\"YES\",(Vcc_max-C1844)*ILIM_FINAL_TOL,(Vcc_max-C1844)*($AE$13+IF(C1844>=$AE$8,$AE$7,0)+(IF(C1844>=$AE$6,C1844,0)/$AE$5)+IF(C1844>$AE$10,($AE$9/C1844),0)))","v":0.73640020870229672},0.76094848647671276,2.1788054878799143,0.47095895022166029,5.5754301419774777E-4,1.1207483348954606E-2,2.2361623270006348E-4,0.99929137732953344,0.13028997756188065,3.4241235033913409E-2,2.6625744287875897E-3,8.9087152368105826E-5,5.6909302509011717E-5,39.014089149483972,1.1726780305292444,1.1726714796737607,1.1838730813539984,0.2262944024912108,0.2262944024912108,0.2262944024912108,0.2262944024912108,null,null,27.825434457636277,null,null,1.0527230590961758E-5,0,0,0]
[1818,2.1066048667439161,10.533024333719581,{"$f":"IF('Calculation Sheet'!$D$59=\"YES\",(Vcc_max-C1845)*ILIM_FINAL_TOL,(Vcc_max-C1845)*($AE$13+IF(C1845>=$AE$8,$AE$7,0)+(IF(C1845>=$AE$6,C1845,0)/$AE$5)+IF(C1845>$AE$10,($AE$9/C1845),0)))","v":0.73350328483059946},0.75805156317391065,2.1768293476475313,0.47098142833021767,5.5761002837628748E-4,1.1208813592744282E-2,2.2273999612476558E-4,0.99639445967470586,0.13030320093852021,3.4245187236756847E-2,2.6628936684875981E-3,8.9097866124210334E-5,5.6916146766061715E-5,38.998387371137319,1.1725670244987731,1.1725604761673853,1.1837577177896996,0.22631410492284199,0.22631410492284199,0.22631410492284199,0.22631410492284199,null,null,27.82552108184619,null,null,1.0533024333719581E-5,0,0,0]
[1819,2.1077636152954806,10.538818076477405,{"$f":"IF('Calculation Sheet'!$D$59=\"YES\",(Vcc_max-C1846)*ILIM_FINAL_TOL,(Vcc_max-C1846)*($AE$13+IF(C1846>=$AE$8,$AE$7,0)+(IF(C1846>=$AE$6,C1846,0)/$AE$5)+IF(C1846>$AE$10,($AE$9/C1846),0)))","v":0.73060636089176612},0.75515463980397357,2.1748519459128359,0.47100365921784559,5.5767677872198274E-4,1.1210138520175383E-2,2.2186375952903958E-4,0.99349754195137185,0.13031636082510278,3.4249123111601776E-2,2.6632116476347223E-3,8.9108537728255222E-5,5.6922964096317585E-5,38.98267957531084,1.1724553096225498,1.1724487638200902,1.1836416371077139,0.22633369470209863,0.22633369470209863,0.22633369470209863,0.22633369470209863,null,null,27.825606205984599,null,null,1.0538818076477404E-5,0,0,0]
[1820,2.1089223638470447,10.544611819235223,{"$f":"IF('Calculation Sheet'!$D$59=\"YES\",(Vcc_max-C1847)*ILIM_FINAL_TOL,(Vcc_max-C1847)*($AE$13+IF(C1847>=$AE$8,$AE$7,0)+(IF(C1847>=$AE$6,C1847,0)/$AE$5)+IF(C1847>$AE$10,($AE$9/C1847),0)))","v":0.72770943688580081},0.75225771636690253,2.1728732844040346,0.4710256429054735,5.5774326523494455E-4,1.1211458131257568E-2,2.2098752291288548E-4,0.99060062415954753,0.13032945722301204,3.4253042658539679E-2,2.6635283662296283E-3,8.9119167180240488E-5,5.6929754499779328E-5,38.966965767430679,1.1723428860809153,1.1723363428122133,1.183524839492905,0.22635317183332926,0.22635317183332926,0.22635317183332926,0.22635317183332926,null,null,27.82568983022383,null,null,1.0544611819235224E-5,0,0,0]
[1821,2.1100811123986092,10.550405561993047,{"$f":"IF('Calculation Sheet'!$D$59=\"YES\",(Vcc_max-C1848)*ILIM_FINAL_TOL,(Vcc_max-C1848)*($AE$13+IF(C1848>=$AE$8,$AE$7,0)+(IF(C1848>=$AE$6,C1848,0)/$AE$5)+IF(C1848>$AE$10,($AE$9/C1848),0)))","v":0.72481251281269776},0.74936079286269575,2.1708933648469637,0.47104737941402919,5.5780948791506191E-4,1.1212772426000495E-2,2.2011128627663634E-4,0.98770370629924553,0.13034249013363153,3.4256945877662148E-2,2.6638438242727602E-3,8.9129754480166135E-5,5.6936517976557965E-5,38.951245952915556,1.1722297540541642,1.1722232133240471,1.1834073251300889,0.22637253632088217,0.22637253632088217,0.22637253632088217,0.22637253632088217,null,null,27.825771954736155,null,null,1.0550405561993047E-5,0,0,0]
[1822,2.1112398609501732,10.556199304750866,{"$f":"IF('Calculation Sheet'!$D$59=\"YES\",(Vcc_max-C1849)*ILIM_FINAL_TOL,(Vcc_max-C1849)*($AE$13+IF(C1849>=$AE$8,$AE$7,0)+(IF(C1849>=$AE$6,C1849,0)/$AE$5)+IF(C1849>$AE$10,($AE$9/C1849),0)))","v":0.72191558867246253},0.746463869291355,2.168912188965098,0.4710688687644386,5.578754467623348E-4,1.1214081404413823E-2,2.192350496199591E-4,0.98480678837048297,0.13035545955834504,3.4260832769060778E-2,2.6641580217646732E-3,8.9140299627921138E-5,5.6943254526542475E-5,38.935520137177086,1.1721159137225459,1.172109375535838,1.1832890942040344,0.2263917881691056,0.2263917881691056,0.2263917881691056,0.2263917881691056,null,null,27.825852579693823,null,null,1.0556199304750867E-5,0,0,0]
[1823,2.1123986095017377,10.56199304750869,{"$f":"IF('Calculation Sheet'!$D$59=\"YES\",(Vcc_max-C1850)*ILIM_FINAL_TOL,(Vcc_max-C1850)*($AE$13+IF(C1850>=$AE$8,$AE$7,0)+(IF(C1850>=$AE$6,C1850,0)/$AE$5)+IF(C1850>$AE$10,($AE$9/C1850),0)))","v":0.71901866446508966},0.7435669456528784,2.1669297584795482,0.47109011097762588,5.5794114177687426E-4,1.12153850665071E-2,2.183588129430758E-4,0.98190987037327226,0.13036836549853603,3.426470333282694E-2,2.6644709587059223E-3,8.9150802623616521E-5,5.6949964149732857E-5,38.919788325619443,1.1720013652662633,1.1719948296277867,1.183170146899462,0.22641092738234758,0.22641092738234758,0.22641092738234758,0.22641092738234758,null,null,27.825931705269035,null,null,1.056199304750869E-5,0,0,0]
[1824,2.1135573580533018,10.56778679026651,{"$f":"IF('Calculation Sheet'!$D$59=\"YES\",(Vcc_max-C1851)*ILIM_FINAL_TOL,(Vcc_max-C1851)*($AE$13+IF(C1851>=$AE$8,$AE$7,0)+(IF(C1851>=$AE$6,C1851,0)/$AE$5)+IF(C1851>$AE$10,($AE$9/C1851),0)))","v":0.71612174019058383},0.74067002194726783,2.1649460751090701,0.47111110607451345,5.5800657295868028E-4,1.1216683412289985E-2,2.1748257624576439E-4,0.97901295230763008,0.13038120795558816,3.4268557569052227E-2,2.6647826350969517E-3,8.9161263467252283E-5,5.6956646846129111E-5,38.904050523639732,1.171886108865474,1.1718795757800478,1.1830504834010449,0.22642995396495591,0.22642995396495591,0.22642995396495591,0.22642995396495591,null,null,27.826009331633966,null,null,1.0567786790266509E-5,0,0,0]
[1825,2.1147161066048663,10.573580533024334,{"$f":"IF('Calculation Sheet'!$D$59=\"YES\",(Vcc_max-C1852)*ILIM_FINAL_TOL,(Vcc_max-C1852)*($AE$13+IF(C1852>=$AE$8,$AE$7,0)+(IF(C1852>=$AE$6,C1852,0)/$AE$5)+IF(C1852>$AE$10,($AE$9/C1852),0)))","v":0.71322481584894104},0.7377730981745213,2.1629611405700615,0.47113185407602193,5.5807174030775286E-4,1.1217976441772026E-2,2.1660633952835795E-4,0.9761160341735684,0.13039398693088489,3.4272395477828232E-2,2.6650930509383164E-3,8.9171682158828425E-5,5.696330261584226E-5,38.888306736627712,1.1717701447002893,1.1717636141727299,1.1829301038934088,0.22644886792127827,0.22644886792127827,0.22644886792127827,0.22644886792127827,null,null,27.826085458960748,null,null,1.0573580533024334E-5,0,0,0]
[1826,2.1158748551564308,10.579374275782154,{"$f":"IF('Calculation Sheet'!$D$59=\"YES\",(Vcc_max-C1853)*ILIM_FINAL_TOL,(Vcc_max-C1853)*($AE$13+IF(C1853>=$AE$8,$AE$7,0)+(IF(C1853>=$AE$6,C1853,0)/$AE$5)+IF(C1853>$AE$10,($AE$9/C1853),0)))","v":0.71032789144016517},0.73487617433463981,2.1609749565765712,0.47115235500307018,5.58136643824092E-4,1.1219264154962993E-2,2.1573010279041238E-4,0.97321911597110267,0.13040670242580976,3.4276217059246328E-2,2.6654022062304605E-3,8.9182058698233924E-5,5.696993145876128E-5,38.872556969965963,1.171653472950775,1.1716469449858964,1.1828090085611316,0.2264676692556622,0.2264676692556622,0.2264676692556622,0.2264676692556622,null,null,27.826160087421474,null,null,1.0579374275782153E-5,0,0,0]
[1827,2.1170336037079949,10.585168018539976,{"$f":"IF('Calculation Sheet'!$D$59=\"YES\",(Vcc_max-C1854)*ILIM_FINAL_TOL,(Vcc_max-C1854)*($AE$13+IF(C1854>=$AE$8,$AE$7,0)+(IF(C1854>=$AE$6,C1854,0)/$AE$5)+IF(C1854>$AE$10,($AE$9/C1854),0)))","v":0.70743096696425367},0.73197925042762457,2.1589875248402999,0.47117260887657519,5.5820128350769771E-4,1.1220546551872435E-2,2.1485386603214973E-4,0.97032219770024786,0.13041935444174624,3.4280022313398106E-2,2.6657101009740503E-3,8.9192393085579802E-5,5.6976533374886174E-5,38.856801229029834,1.171536093796951,1.1715295683995646,1.1826871975887436,0.22648635797245498,0.22648635797245498,0.22648635797245498,0.22648635797245498,null,null,27.826233217188229,null,null,1.0585168018539976E-5,0,0,0]
[1828,2.1181923522595594,10.590961761297796,{"$f":"IF('Calculation Sheet'!$D$59=\"YES\",(Vcc_max-C1855)*ILIM_FINAL_TOL,(Vcc_max-C1855)*($AE$13+IF(C1855>=$AE$8,$AE$7,0)+(IF(C1855>=$AE$6,C1855,0)/$AE$5)+IF(C1855>$AE$10,($AE$9/C1855),0)))","v":0.70453404242120798},0.72908232645347326,2.1569988470706001,0.47119261571745241,5.58265659358681E-4,1.1221823632510008E-2,2.1397762925379205E-4,0.96742527936101563,0.13043194298007776,3.4283811240375162E-2,2.6660167351695296E-3,8.920268532086606E-5,5.6983108364327961E-5,38.841039519187433,1.1714180074187912,1.1714114845937058,1.1825646711607276,0.22650493407600381,0.22650493407600381,0.22650493407600381,0.22650493407600381,null,null,27.826304848433022,null,null,1.0590961761297796E-5,0,0,0]
[1829,2.1193511008111234,10.596755504055619,{"$f":"IF('Calculation Sheet'!$D$59=\"YES\",(Vcc_max-C1856)*ILIM_FINAL_TOL,(Vcc_max-C1856)*($AE$13+IF(C1856>=$AE$8,$AE$7,0)+(IF(C1856>=$AE$6,C1856,0)/$AE$5)+IF(C1856>$AE$10,($AE$9/C1856),0)))","v":0.70163711781102667},0.72618540241218821,2.1550089249744859,0.47121237554661533,5.5832977137693085E-4,1.1223095396885374E-2,2.1310139245500626E-4,0.96452836095342187,0.13044446804218768,3.4287583840268976E-2,2.6663221088173428E-3,8.9212935403981675E-5,5.6989656426975621E-5,38.825271845799755,1.1712992139962242,1.1712926937482457,1.1824414294615189,0.2265233975706557,0.2265233975706557,0.2265233975706557,0.2265233975706557,null,null,27.826374981327852,null,null,1.0596755504055619E-5,0,0,0]
[1830,2.1205098493626879,10.602549246813441,{"$f":"IF('Calculation Sheet'!$D$59=\"YES\",(Vcc_max-C1857)*ILIM_FINAL_TOL,(Vcc_max-C1857)*($AE$13+IF(C1857>=$AE$8,$AE$7,0)+(IF(C1857>=$AE$6,C1857,0)/$AE$5)+IF(C1857>$AE$10,($AE$9/C1857),0)))","v":0.69874019313371039},0.72328847830376708,2.1530177602566307,0.47123188838497576,5.5839361956255829E-4,1.122436184500808E-2,2.1222515563590338E-4,0.96163144247747778,0.13045692962945943,3.4291340113171032E-2,2.6666262219181558E-3,8.9223143335037669E-5,5.6996177562829153E-5,38.809498214220525,1.171179713709132,1.1711731960430642,1.182317472675505,0.22654174846075753,0.22654174846075753,0.22654174846075753,0.22654174846075753,null,null,27.826443616044685,null,null,1.060254924681344E-5,0,0,0]
[1831,2.121668597914252,10.608342989571261,{"$f":"IF('Calculation Sheet'!$D$59=\"YES\",(Vcc_max-C1858)*ILIM_FINAL_TOL,(Vcc_max-C1858)*($AE$13+IF(C1858>=$AE$8,$AE$7,0)+(IF(C1858>=$AE$6,C1858,0)/$AE$5)+IF(C1858>$AE$10,($AE$9/C1858),0)))","v":0.69584326838926003},0.7203915541282121,2.1510253546193741,0.47125115425344366,5.584572039155633E-4,1.1225622976887784E-2,2.1134891879648343E-4,0.95873452393319902,0.13046932774327635,3.4295080059172922E-2,2.6669290744723018E-3,8.9233309114034043E-5,5.7002671771888558E-5,38.793718629796352,1.1710595067373517,1.1710529916579955,1.1821928009870264,0.22655998675065592,0.22655998675065592,0.22655998675065592,0.22655998675065592,null,null,27.826510752755418,null,null,1.0608342989571262E-5,0,0,0]
[1832,2.1228273464658165,10.614136732329083,{"$f":"IF('Calculation Sheet'!$D$59=\"YES\",(Vcc_max-C1859)*ILIM_FINAL_TOL,(Vcc_max-C1859)*($AE$13+IF(C1859>=$AE$8,$AE$7,0)+(IF(C1859>=$AE$6,C1859,0)/$AE$5)+IF(C1859>$AE$10,($AE$9/C1859),0)))","v":0.69294634357767393},0.71749462988552115,2.1490317097627205,0.4712701731729273,5.5852052443594591E-4,1.1226878792534145E-2,2.1047268193685742E-4,0.95583760532059669,0.13048166238502179,3.4298803678366019E-2,2.6672306664804468E-3,8.9243432740970796E-5,5.7009139054264857E-5,38.777933097866622,1.1709385932606742,1.1709320807728276,1.1820674145803753,0.22657811244469733,0.22657811244469733,0.22657811244469733,0.22657811244469733,null,null,27.826576391631953,null,null,1.0614136732329083E-5,0,0,0]
[1833,2.123986095017381,10.619930475086907,{"$f":"IF('Calculation Sheet'!$D$59=\"YES\",(Vcc_max-C1860)*ILIM_FINAL_TOL,(Vcc_max-C1860)*($AE$13+IF(C1860>=$AE$8,$AE$7,0)+(IF(C1860>=$AE$6,C1860,0)/$AE$5)+IF(C1860>$AE$10,($AE$9/C1860),0)))","v":0.69004941869895198},0.71459770557569535,2.1470368273843485,0.47128894516433306,5.585835811237061E-4,1.1228129291956712E-2,2.0959644505691433E-4,0.95294068663968501,0.13049393355607908,3.4302510970842026E-2,2.6675309979430351E-3,8.9253514215736907E-5,5.7015579409847028E-5,38.762141623763611,1.1708169734588445,1.1708104635673036,1.1819413136397974,0.22659612554722819,0.22659612554722819,0.22659612554722819,0.22659612554722819,null,null,27.826640532846149,null,null,1.0619930475086908E-5,0,0,0]
[1834,2.1251448435689451,10.625724217844725,{"$f":"IF('Calculation Sheet'!$D$59=\"YES\",(Vcc_max-C1861)*ILIM_FINAL_TOL,(Vcc_max-C1861)*($AE$13+IF(C1861>=$AE$8,$AE$7,0)+(IF(C1861>=$AE$6,C1861,0)/$AE$5)+IF(C1861>$AE$10,($AE$9/C1861),0)))","v":0.68715249375309773},0.71170078119873559,2.14504070917961,0.47130747024856567,5.5864637397895489E-4,1.1229374475165144E-2,2.0872020815643211E-4,0.95004376789047784,0.13050614125783144,3.4306201936692315E-2,2.6678300688606216E-3,8.9263553538443396E-5,5.7021992838635072E-5,38.746344212812424,1.1706946475115623,1.17068814022112,1.1818144983494898,0.22661402606259456,0.22661402606259456,0.22661402606259456,0.22661402606259456,null,null,27.826703176569801,null,null,1.0625724217844725E-5,0,0,0]
[1835,2.1263035921205096,10.631517960602549,{"$f":"IF('Calculation Sheet'!$D$59=\"YES\",(Vcc_max-C1862)*ILIM_FINAL_TOL,(Vcc_max-C1862)*($AE$13+IF(C1862>=$AE$8,$AE$7,0)+(IF(C1862>=$AE$6,C1862,0)/$AE$5)+IF(C1862>$AE$10,($AE$9/C1862),0)))","v":0.68425556874010607},0.70880385675463997,2.1430433568415319,0.47132574844652808,5.5870890300158127E-4,1.1230614342169098E-2,2.0784397123596587E-4,0.94714684907298596,0.13051828549166211,3.430987657600848E-2,2.6681278792337615E-3,8.9273550709090266E-5,5.702837934074001E-5,38.730540870331041,1.1705716155984813,1.1705651109139281,1.1816869688936027,0.22663181399514254,0.22663181399514254,0.22663181399514254,0.22663181399514254,null,null,27.826764322974697,null,null,1.0631517960602548E-5,0,0,0]
[1836,2.1274623406720736,10.637311703360369,{"$f":"IF('Calculation Sheet'!$D$59=\"YES\",(Vcc_max-C1863)*ILIM_FINAL_TOL,(Vcc_max-C1863)*($AE$13+IF(C1863>=$AE$8,$AE$7,0)+(IF(C1863>=$AE$6,C1863,0)/$AE$5)+IF(C1863>$AE$10,($AE$9/C1863),0)))","v":0.68135864365998111},0.70590693224341039,2.1410447720608254,0.4713437797791214,5.5877116819169625E-4,1.1231848892978236E-2,2.0696773429496051E-4,0.94424993018722403,0.1305303662589542,3.4313534888882002E-2,2.6684244290630099E-3,8.9283505727566492E-5,5.703473891605082E-5,38.714731601630291,1.1704478778992096,1.1704413758253334,1.181558725456239,0.22664948934921786,0.22664948934921786,0.22664948934921786,0.22664948934921786,null,null,27.826823972232578,null,null,1.063731170336037E-5,0,0,0]
[1837,2.1286210892236381,10.643105446118192,{"$f":"IF('Calculation Sheet'!$D$59=\"YES\",(Vcc_max-C1864)*ILIM_FINAL_TOL,(Vcc_max-C1864)*($AE$13+IF(C1864>=$AE$8,$AE$7,0)+(IF(C1864>=$AE$6,C1864,0)/$AE$5)+IF(C1864>$AE$10,($AE$9/C1864),0)))","v":0.67846171851272041},0.70301000766504496,2.1390449565258813,0.47136156426724507,5.5883316954929985E-4,1.1233078127602214E-2,2.060914973337491E-4,0.94135301123320247,0.13054238356109105,3.4317176875404476E-2,2.6687197183488109E-3,8.9293418593983098E-5,5.7041071564567503E-5,38.698916412013901,1.1703234345933096,1.1703169351348954,1.1814297682214536,0.22666705212916627,0.22666705212916627,0.22666705212916627,0.22666705212916627,null,null,27.826882124515159,null,null,1.0643105446118191E-5,0,0,0]
[1838,2.1297798377752022,10.648899188876012,{"$f":"IF('Calculation Sheet'!$D$59=\"YES\",(Vcc_max-C1865)*ILIM_FINAL_TOL,(Vcc_max-C1865)*($AE$13+IF(C1865>=$AE$8,$AE$7,0)+(IF(C1865>=$AE$6,C1865,0)/$AE$5)+IF(C1865>$AE$10,($AE$9/C1865),0)))","v":0.67556479329832575},0.70011308301954567,2.1370439119227815,0.47137910193179661,5.5889490707439204E-4,1.1234302046050582E-2,2.052152603522206E-4,0.93845609221093595,0.13055433739945566,3.4320802535667383E-2,2.6690137470916087E-3,8.9303289308340084E-5,5.7047377286290057E-5,38.683095306778498,1.1701982858602977,1.1701917890221285,1.1813000973732546,0.22668450233933318,0.22668450233933318,0.22668450233933318,0.22668450233933318,null,null,27.826938779994094,null,null,1.0648899188876012E-5,0,0,0]
[1839,2.1309385863267667,10.654692931633836,{"$f":"IF('Calculation Sheet'!$D$59=\"YES\",(Vcc_max-C1866)*ILIM_FINAL_TOL,(Vcc_max-C1866)*($AE$13+IF(C1866>=$AE$8,$AE$7,0)+(IF(C1866>=$AE$6,C1866,0)/$AE$5)+IF(C1866>$AE$10,($AE$9/C1866),0)))","v":0.67266786801679435},0.69721615830691042,2.1350416399352943,0.4713963927936719,5.5895638076697285E-4,1.1235520648332997E-2,2.0433902335037502E-4,0.93555917312043446,0.13056622777543114,3.4324411869762206E-2,2.6693065152920692E-3,8.9313117870526426E-5,5.7053656081329507E-5,38.667268291213603,1.1700724318796452,1.1700659376665008,1.1811697130956018,0.22670183998406396,0.22670183998406396,0.22670183998406396,0.22670183998406396,null,null,27.826993938841035,null,null,1.0654692931633835E-5,0,0,0]
[1840,2.1320973348783308,10.660486674391654,{"$f":"IF('Calculation Sheet'!$D$59=\"YES\",(Vcc_max-C1867)*ILIM_FINAL_TOL,(Vcc_max-C1867)*($AE$13+IF(C1867>=$AE$8,$AE$7,0)+(IF(C1867>=$AE$6,C1867,0)/$AE$5)+IF(C1867>$AE$10,($AE$9/C1867),0)))","v":0.66977094266813075},0.6943192335271412,2.1330381422448834,0.47141343687376502,5.5901759062704226E-4,1.1236733934459009E-2,2.0346278632821235E-4,0.93266225396171232,0.13057805469040062,3.4328004877780427E-2,2.6695980229506366E-3,8.9322904280653148E-5,5.7059907949574828E-5,38.651435370601632,1.1699458728307772,1.1699393812474352,1.1810386155724086,0.22671906506770378,0.22671906506770378,0.22671906506770378,0.22671906506770378,null,null,27.827047601227573,null,null,1.0660486674391655E-5,0,0,0]
[1841,2.1332560834298953,10.666280417149478,{"$f":"IF('Calculation Sheet'!$D$59=\"YES\",(Vcc_max-C1868)*ILIM_FINAL_TOL,(Vcc_max-C1868)*($AE$13+IF(C1868>=$AE$8,$AE$7,0)+(IF(C1868>=$AE$6,C1868,0)/$AE$5)+IF(C1868>$AE$10,($AE$9/C1868),0)))","v":0.66687401725232942},0.69142230868023613,2.1310334205307071,0.47143023419296826,5.590785366547113E-4,1.1237941904438276E-2,2.0258654928584363E-4,0.92976533473477918,0.13058981814574722,3.433158155981364E-2,2.6698882700677551E-3,8.933264853872025E-5,5.7066132891026022E-5,38.63559655021794,1.1698186088930735,1.1698121199443086,1.18090680498754,0.22673617759459763,0.22673617759459763,0.22673617759459763,0.22673617759459763,null,null,27.827099767325286,null,null,1.0666280417149478E-5,0,0,0]
[1842,2.1344148319814598,10.6720741599073,{"$f":"IF('Calculation Sheet'!$D$59=\"YES\",(Vcc_max-C1869)*ILIM_FINAL_TOL,(Vcc_max-C1869)*($AE$13+IF(C1869>=$AE$8,$AE$7,0)+(IF(C1869>=$AE$6,C1869,0)/$AE$5)+IF(C1869>$AE$10,($AE$9/C1869),0)))","v":0.66397709176939435},0.6885253837661961,2.1290274764696249,0.47144678477217217,5.5913921884997997E-4,1.1239144558280567E-2,2.0171031222304681E-4,0.92686841543964815,0.13060151814285392,3.4335141915953327E-2,2.6701772566440907E-3,8.9342350644616708E-5,5.7072330905683089E-5,38.619751835330803,1.169690640245868,1.1696841539364524,1.1807742815248141,0.2267531775690903,0.2267531775690903,0.2267531775690903,0.2267531775690903,null,null,27.827150437305686,null,null,1.0672074159907301E-5,0,0,0]
[1843,2.1355735805330238,10.67786790266512,{"$f":"IF('Calculation Sheet'!$D$59=\"YES\",(Vcc_max-C1870)*ILIM_FINAL_TOL,(Vcc_max-C1870)*($AE$13+IF(C1870>=$AE$8,$AE$7,0)+(IF(C1870>=$AE$6,C1870,0)/$AE$5)+IF(C1870>$AE$10,($AE$9/C1870),0)))","v":0.66108016621932497},0.68562845878502221,2.1270203117361985,0.47146308863226549,5.5919963721284827E-4,1.1240341895995321E-2,2.008340751399329E-4,0.923971496076332,0.13061315468310364,3.433868594629097E-2,2.6704649826800875E-3,8.9352010598453546E-5,5.7078501993657049E-5,38.603901231201469,1.1695619670684492,1.1695554834031525,1.1806410453680019,0.22677006499552649,0.22677006499552649,0.22677006499552649,0.22677006499552649,null,null,27.82719961134028,null,null,1.067786790266512E-5,0,0,0]
[1844,2.1367323290845883,10.683661645422942,{"$f":"IF('Calculation Sheet'!$D$59=\"YES\",(Vcc_max-C1871)*ILIM_FINAL_TOL,(Vcc_max-C1871)*($AE$13+IF(C1871>=$AE$8,$AE$7,0)+(IF(C1871>=$AE$6,C1871,0)/$AE$5)+IF(C1871>$AE$10,($AE$9/C1871),0)))","v":0.65818324060211997},0.68273153373671236,2.125011928002694,0.47147914579413519,5.5925979174331619E-4,1.1241533917592306E-2,1.9995783803661293E-4,0.92107457664484005,0.13062472776787937,3.4342213650918163E-2,2.6707514481763006E-3,8.9361628400230764E-5,5.7084646154836882E-5,38.588044743084076,1.1694325895400599,1.1694261085236493,1.1805070967008264,0.22678683987825066,0.22678683987825066,0.22678683987825066,0.22678683987825066,null,null,27.827247289600521,null,null,1.0683661645422942E-5,0,0,0]
[1845,2.1378910776361524,10.689455388180765,{"$f":"IF('Calculation Sheet'!$D$59=\"YES\",(Vcc_max-C1872)*ILIM_FINAL_TOL,(Vcc_max-C1872)*($AE$13+IF(C1872>=$AE$8,$AE$7,0)+(IF(C1872>=$AE$6,C1872,0)/$AE$5)+IF(C1872>$AE$10,($AE$9/C1872),0)))","v":0.65528631491778},0.67983460862126865,2.1230023269390892,0.47149495627866655,5.5931968244138375E-4,1.1242720623081071E-2,1.9908160091286486E-4,0.91817765714518607,0.13063623739856411,3.4345725029926388E-2,2.6710366531331742E-3,8.9371204049837338E-5,5.7090763389222587E-5,38.572182376225761,1.1693025078398973,1.1692960294771371,1.1803724357069636,0.22680350222160711,0.22680350222160711,0.22680350222160711,0.22680350222160711,null,null,27.827293472257828,null,null,1.0689455388180765E-5,0,0,0]
[1846,2.1390498261877169,10.695249130938585,{"$f":"IF('Calculation Sheet'!$D$59=\"YES\",(Vcc_max-C1873)*ILIM_FINAL_TOL,(Vcc_max-C1873)*($AE$13+IF(C1873>=$AE$8,$AE$7,0)+(IF(C1873>=$AE$6,C1873,0)/$AE$5)+IF(C1873>$AE$10,($AE$9/C1873),0)))","v":0.65238938916630596},0.67693768343868888,2.1209915102130705,0.47151052010674299,5.5937930930705093E-4,1.1243902012471274E-2,1.9820536376891074E-4,0.91528073757737904,0.13064768357654066,3.4349220083407128E-2,2.6713205975512633E-3,8.9380737547384292E-5,5.7096853696814165E-5,38.556314135866614,1.1691717221471127,1.1691652464427649,1.180237062570042,0.22682005202993999,0.22682005202993999,0.22682005202993999,0.22682005202993999,null,null,27.827338159483595,null,null,1.0695249130938584E-5,0,0,0]
[1847,2.1402085747392809,10.701042873696407,{"$f":"IF('Calculation Sheet'!$D$59=\"YES\",(Vcc_max-C1874)*ILIM_FINAL_TOL,(Vcc_max-C1874)*($AE$13+IF(C1874>=$AE$8,$AE$7,0)+(IF(C1874>=$AE$6,C1874,0)/$AE$5)+IF(C1874>$AE$10,($AE$9/C1874),0)))","v":0.64949246334769617},0.67404075818897546,2.1189794794900432,0.47152583729924624,5.5943867234042877E-4,1.1245078085772575E-2,1.9732912660463953E-4,0.91238381794143253,0.13065906630319191,3.4352698811451976E-2,2.671603281431123E-3,8.9390228892871626E-5,5.7102917077611615E-5,38.540440027239747,1.1690402326408125,1.1690337595996363,1.1801009774736431,0.22683648930759331,0.22683648930759331,0.22683648930759331,0.22683648930759331,null,null,27.827381351449169,null,null,1.0701042873696407E-5,0,0,0]
[1848,2.1413673232908454,10.706836616454227,{"$f":"IF('Calculation Sheet'!$D$59=\"YES\",(Vcc_max-C1875)*ILIM_FINAL_TOL,(Vcc_max-C1875)*($AE$13+IF(C1875>=$AE$8,$AE$7,0)+(IF(C1875>=$AE$6,C1875,0)/$AE$5)+IF(C1875>$AE$10,($AE$9/C1875),0)))","v":0.64659553746195231},0.67114383287212598,2.116966236433127,0.47154090787705616,5.5949777154140623E-4,1.1246248842994522E-2,1.9645288942005124E-4,0.9094868982373554,0.13067038557990074,3.4356161214152303E-2,2.6718847047733085E-3,8.9399678086188317E-5,5.7108953531725959E-5,38.524560055571172,1.1689080395000568,1.1689015691268088,1.1799641806013006,0.22685281405891089,0.22685281405891089,0.22685281405891089,0.22685281405891089,null,null,27.827423048325862,null,null,1.0706836616454227E-5,0,0,0]
[1849,2.14252607184241,10.712630359212051,{"$f":"IF('Calculation Sheet'!$D$59=\"YES\",(Vcc_max-C1876)*ILIM_FINAL_TOL,(Vcc_max-C1876)*($AE$13+IF(C1876>=$AE$8,$AE$7,0)+(IF(C1876>=$AE$6,C1876,0)/$AE$5)+IF(C1876>$AE$10,($AE$9/C1876),0)))","v":0.64369861150907193},0.66824690748814164,2.1149517827031667,0.47155573186105093,5.5955660691009435E-4,1.1247414284146773E-2,1.9557665221514586E-4,0.90658997846515965,0.13068164140804994,3.4359607291599703E-2,2.6721648675782639E-3,8.9409085127445387E-5,5.7114963059046175E-5,38.508674226079989,1.1687751429038606,1.1687686752032951,1.1798266721365009,0.22686902628823635,0.22686902628823635,0.22686902628823635,0.22686902628823635,null,null,27.827463250284971,null,null,1.0712630359212052E-5,0,0,0]
[1850,2.143684820393974,10.718424101969871,{"$f":"IF('Calculation Sheet'!$D$59=\"YES\",(Vcc_max-C1877)*ILIM_FINAL_TOL,(Vcc_max-C1877)*($AE$13+IF(C1877>=$AE$8,$AE$7,0)+(IF(C1877>=$AE$6,C1877,0)/$AE$5)+IF(C1877>$AE$10,($AE$9/C1877),0)))","v":0.64080168548905825},0.66534998203702345,2.1129361199587304,0.47157030927210697,5.5961517844649311E-4,1.1248574409238987E-2,1.9470041498992341E-4,0.90369305862485716,0.1306928337890223,3.4363037043885769E-2,2.6724437698465442E-3,8.9418450016642836E-5,5.7120945659572264E-5,38.492782543978265,1.1686415430311934,1.1686350780080617,1.1796884522626836,0.22688512599991317,0.22688512599991317,0.22688512599991317,0.22688512599991317,null,null,27.82750195749772,null,null,1.0718424101969871E-5,0,0,0]
[1851,2.1448435689455385,10.724217844727695,{"$f":"IF('Calculation Sheet'!$D$59=\"YES\",(Vcc_max-C1878)*ILIM_FINAL_TOL,(Vcc_max-C1878)*($AE$13+IF(C1878>=$AE$8,$AE$7,0)+(IF(C1878>=$AE$6,C1878,0)/$AE$5)+IF(C1878>$AE$10,($AE$9/C1878),0)))","v":0.63790475940190794},0.66245305651876929,2.1109192498561122,0.47158464013109885,5.5967348615060253E-4,1.1249729218280824E-2,1.9382417774438387E-4,0.90079613871645647,0.13070396272420048,3.4366450471101873E-2,2.6727214115785936E-3,8.9427772753669643E-5,5.7126901333304225E-5,38.47688501447108,1.1685072400609786,1.1685007777200296,1.1795495211632403,0.22690111319828465,0.22690111319828465,0.22690111319828465,0.22690111319828465,null,null,27.827539170135331,null,null,1.0724217844727696E-5,0,0,0]
[1852,2.1460023174971026,10.730011587485514,{"$f":"IF('Calculation Sheet'!$D$59=\"YES\",(Vcc_max-C1879)*ILIM_FINAL_TOL,(Vcc_max-C1879)*($AE$13+IF(C1879>=$AE$8,$AE$7,0)+(IF(C1879>=$AE$6,C1879,0)/$AE$5)+IF(C1879>$AE$10,($AE$9/C1879),0)))","v":0.63500783324762533},0.65955613093338117,2.1089011740493402,0.47159872445889939,5.5973153002253362E-4,1.1250878711281831E-2,1.9294794047852726E-4,0.89789921873997047,0.13071502821496739,3.4369847573339607E-2,2.6729977927749671E-3,8.9437053338636829E-5,5.7132830080353081E-5,38.460981642756536,1.1683722341720948,1.1683657745180747,1.179409879021516,0.22691698788769399,0.22691698788769399,0.22691698788769399,0.22691698788769399,null,null,27.827574888368975,null,null,1.0730011587485514E-5,0,0,0]
[1853,2.1471610660486671,10.735805330243338,{"$f":"IF('Calculation Sheet'!$D$59=\"YES\",(Vcc_max-C1880)*ILIM_FINAL_TOL,(Vcc_max-C1880)*($AE$13+IF(C1880>=$AE$8,$AE$7,0)+(IF(C1880>=$AE$6,C1880,0)/$AE$5)+IF(C1880>$AE$10,($AE$9/C1880),0)))","v":0.63211090702620532},0.65665920528085719,2.106881894190173,0.47161256227637977,5.5978931006217536E-4,1.1252022888251667E-2,1.9207170319246458E-4,0.89500229869540737,0.13072603026270557,3.4373228350690455E-2,2.6732729134362199E-3,8.9446291771544395E-5,5.7138731900607809E-5,38.445072434025782,1.1682365255433744,1.168230068581027,1.1792695260208079,0.22693275007248409,0.22693275007248409,0.22693275007248409,0.22693275007248409,null,null,27.827609112369785,null,null,1.0735805330243338E-5,0,0,0]
[1854,2.1483198146002311,10.741599073001156,{"$f":"IF('Calculation Sheet'!$D$59=\"YES\",(Vcc_max-C1881)*ILIM_FINAL_TOL,(Vcc_max-C1881)*($AE$13+IF(C1881>=$AE$8,$AE$7,0)+(IF(C1881>=$AE$6,C1881,0)/$AE$5)+IF(C1881>$AE$10,($AE$9/C1881),0)))","v":0.62921398073765289},0.65376227956119926,2.1048614119281099,0.47162615360440918,5.5984682626963878E-4,1.1253161749199991E-2,1.911954658859738E-4,0.89210537858277983,0.13073696886879771,3.4376592803245898E-2,2.673546773562907E-3,8.9455488052281318E-5,5.7144606794068409E-5,38.429157393463065,1.1681001143536052,1.1680936600876715,1.1791284623443663,0.22694839975699782,0.22694839975699782,0.22694839975699782,0.22694839975699782,null,null,27.827641842308878,null,null,1.0741599073001156E-5,0,0,0]
[1855,2.1494785631517956,10.74739281575898,{"$f":"IF('Calculation Sheet'!$D$59=\"YES\",(Vcc_max-C1882)*ILIM_FINAL_TOL,(Vcc_max-C1882)*($AE$13+IF(C1882>=$AE$8,$AE$7,0)+(IF(C1882>=$AE$6,C1882,0)/$AE$5)+IF(C1882>$AE$10,($AE$9/C1882),0)))","v":0.62631705438196295},0.65086535377440546,2.1028397289103866,0.47163949846385528,5.5990407864481284E-4,1.1254295294136352E-2,1.9031922855927697E-4,0.88920845840209584,0.13074784403462641,3.437994093109753E-2,2.6738193731554727E-3,8.946464218095862E-5,5.7150454760734881E-5,38.413236526245548,1.1679630007815283,1.167956549216747,1.1789866881753943,0.22696393694557782,0.22696393694557782,0.22696393694557782,0.22696393694557782,null,null,27.827673078357307,null,null,1.0747392815758979E-5,0,0,0]
[1856,{"$f":"($AE$11/2000)*(A1883)","v":2.1506373117033601},{"$f":"$AE$13*B1883*10^-3/($AE$4*10^-6)","v":10.753186558516802},{"$f":"IF('Calculation Sheet'!$D$59=\"YES\",(Vcc_max-C1883)*ILIM_FINAL_TOL,(Vcc_max-C1883)*($AE$13+IF(C1883>=$AE$8,$AE$7,0)+(IF(C1883>=$AE$6,C1883,0)/$AE$5)+IF(C1883>$AE$10,($AE$9/C1883),0)))","v":0.62342012795913893},0.64796842792047671,2.1008168467819841,0.47165259687558381,5.5996106718780858E-4,1.1255423523070407E-2,1.8944299121226305E-4,0.88631153815336661,0.13075865576157431,3.4383272734336723E-2,2.6740907122144719E-3,8.9473754157576302E-5,5.7156275800607226E-5,38.397309837543631,1.1678251850058401,1.1678187361469474,1.1788442036970475,0.22697936164256655,0.22697936164256655,0.22697936164256655,0.22697936164256655,null,null,27.827702820686117,null,null,{"$f":"IF(C1883>=$AE$6,C1883,0)/$AE$5","v":1.0753186558516802E-5},{"$f":"IF(C1883>=$AE$8,$AE$7,0)","v":0},{"$f":"IF(C1883>$AE$10,($AE$9/C1883),0)","v":0},{"$f":"(Q1883-AA1883)*IF((Vcc_max-C1883)>$F$4,1,0)","v":0}]
[1857,2.1517960602549242,10.758980301274622,{"$f":"IF('Calculation Sheet'!$D$59=\"YES\",(Vcc_max-C1884)*ILIM_FINAL_TOL,(Vcc_max-C1884)*($AE$13+IF(C1884>=$AE$8,$AE$7,0)+(IF(C1884>=$AE$6,C1884,0)/$AE$5)+IF(C1884>$AE$10,($AE$9/C1884),0)))","v":0.62052320146918083},{"$f":"(D1883+((((EXP(-(B1884-B1883)*10^-3/$F$14)))*(E1883-D1883))))","v":0.6450715019994141},{"$f":"(D1883+((((EXP(-(B1884-B1883)*10^-3/$F$15)))*(F1883-D1883))))","v":2.098792767185631},{"$f":"(D1883+((((EXP(-(B1884-B1883)*10^-3/$F$16)))*(G1883-D1883))))","v":0.47166544886045869},{"$f":"(D1883+((((EXP(-(B1884-B1883)*10^-3/$F$17)))*(H1883-D1883))))","v":5.6001779189873702E-4},{"$f":"(D1883+((((EXP(-(B1884-B1883)*10^-3/$F$18)))*(I1883-D1883))))","v":1.1256546436011816E-2},{"$f":"(D1883+((((EXP(-(B1884-B1883)*10^-3/$F$19)))*(JX1883-D1883))))","v":1.8856675384482102E-4},{"$f":"(D1883+((((EXP(-(B1884-B1883)*10^-3/$F$20)))*(K1883-D1883))))","v":0.88341461783660336},{"$f":"(D1883+((((EXP(-(B1884-B1883)*10^-3/$F$21)))*(L1883-D1883))))","v":0.13076940405102394},{"$f":"(D1883+((((EXP(-(B1884-B1883)*10^-3/$F$22)))*(M1883-D1883))))","v":3.4386588213055069E-2},2.6743607907403488E-3,8.9482823982023341E-5,5.7162069913796465E-5,38.381377332520636,{"$f":"(D1883+((((EXP(-(B1884-B1883)*10^-3/$B$14)))*(R1883-D1883))))","v":1.1676866672051918},{"$f":"(D1883+((((EXP(-(B1884-B1883)*10^-3/$B$15)))*(S1883-D1883))))","v":1.1676802210569208},{"$f":"(D1883+((((EXP(-(B1884-B1883)*10^-3/$B$16)))*(T1883-D1883))))","v":1.1787010090924341},{"$f":"(D1883+((((EXP(-(B1884-B1883)*10^-3/$B$17)))*(U1883-D1883))))","v":0.22699467385230632},{"$f":"(D1883+((((EXP(-(B1884-B1883)*10^-3/$B$18)))*(V1883-D1883))))","v":0.22699467385230632},0.22699467385230632,0.22699467385230632,null,null,27.827731069466282,null,null,1.0758980301274622E-5,0,0,0]
[1858,2.1529548088064887,10.764774044032444,{"$f":"IF('Calculation Sheet'!$D$59=\"YES\",(Vcc_max-C1885)*ILIM_FINAL_TOL,(Vcc_max-C1885)*($AE$13+IF(C1885>=$AE$8,$AE$7,0)+(IF(C1885>=$AE$6,C1885,0)/$AE$5)+IF(C1885>$AE$10,($AE$9/C1885),0)))","v":0.6176262749120871},0.64217457601121553,2.0967674917618018,0.4716780544393423,5.6007425277748712E-4,1.1257664032970238E-2,1.8769051645728396E-4,0.88051769745181374,0.13078008890435788,3.4389887367344052E-2,{"$f":"(D1884+((((EXP(-(B1885-B1884)*10^-3/$F$23)))*(N1884-D1884))))","v":2.6746296087337695E-3},{"$f":"(D1884+((((EXP(-(B1885-B1884)*10^-3/$F$24)))*(O1884-D1884))))","v":8.9491851654410759E-5},{"$f":"(D1884+((((EXP(-(B1885-B1884)*10^-3/$F$25)))*(P1884-D1884))))","v":5.7167837100191576E-5},{"$f":"$C$6+(E1885*$G$14)+(F1885*$G$15)+(G1885*$G$16)+(H1885*$G$17)+(I1885*$G$18)+(J1885*$G$19)+(K1885*$G$20)+(L1885*$G$21)+(M1885*$G$22)","v":38.365439016333063},1.1675474475581884,1.1675410041252698,1.1785571045446157,0.22700987357913921,0.22700987357913921,{"$f":"(D1884+((((EXP(-(B1885-B1884)*10^-3/$B$19)))*(W1884-D1884))))","v":0.22700987357913921},{"$f":"(D1884+((((EXP(-(B1885-B1884)*10^-3/$B$20)))*(X1884-D1884))))","v":0.22700987357913921},null,null,{"$f":"$C$6+(R1885*$C$14)+(S1885*$C$15)+(T1885*$C$16)+(U1885*$C$17)+(V1885*$C$18)+(W1885*$C$19)+(X1885*$C$20)","v":27.82775782486879},null,null,1.0764774044032445E-5,0,0,0]
[1859,2.1541135573580528,10.770567786790266,{"$f":"IF('Calculation Sheet'!$D$59=\"YES\",(Vcc_max-C1886)*ILIM_FINAL_TOL,(Vcc_max-C1886)*($AE$13+IF(C1886>=$AE$8,$AE$7,0)+(IF(C1886>=$AE$6,C1886,0)/$AE$5)+IF(C1886>$AE$10,($AE$9/C1886),0)))","v":0.6147293482878583},0.6392776499558831,2.0947410221487273,0.47169041363309505,5.6013044982405891E-4,1.1258776313955221E-2,1.8681427904920778E-4,0.87762077699900987,0.13079071032295864,3.4393170197295264E-2,2.6748971661951781E-3,8.9500837174627534E-5,5.717357735979256E-5,38.349494894130501,1.1674075262433901,1.1674010855305521,1.1784124902366062,0.22702496082740725,0.22702496082740725,0.22702496082740725,0.22702496082740725,null,null,27.827783087064557,null,null,1.0770567786790266E-5,0,0,0]
[1860,2.1552723059096173,10.776361529548087,{"$f":"IF('Calculation Sheet'!$D$59=\"YES\",(Vcc_max-C1887)*ILIM_FINAL_TOL,(Vcc_max-C1887)*($AE$13+IF(C1887>=$AE$8,$AE$7,0)+(IF(C1887>=$AE$6,C1887,0)/$AE$5)+IF(C1887>$AE$10,($AE$9/C1887),0)))","v":0.61183242159649565},0.6363807238334146,2.0927133599823904,0.47170252646257571,5.6018638303856338E-4,1.1259883278976424E-2,1.8593804162103655E-4,0.87472385647819906,0.13080126830820865,3.4396436703000077E-2,2.6751634631250187E-3,8.9509780542784689E-5,5.7179290692599416E-5,38.333544971055552,1.1672669034393111,1.1672604654512793,1.1782671663513726,0.22703993560145225,0.22703993560145225,0.22703993560145225,0.22703993560145225,null,null,27.827806856224463,null,null,1.0776361529548087E-5,0,0,0]
[1861,2.1564310544611813,10.782155272305909,{"$f":"IF('Calculation Sheet'!$D$59=\"YES\",(Vcc_max-C1888)*ILIM_FINAL_TOL,(Vcc_max-C1888)*($AE$13+IF(C1888>=$AE$8,$AE$7,0)+(IF(C1888>=$AE$6,C1888,0)/$AE$5)+IF(C1888>$AE$10,($AE$9/C1888),0)))","v":0.60893549483799714},0.63348379764381235,2.0906845068965358,0.47171439294864115,5.6024205242100056E-4,1.1260984928043505E-2,1.8506180417232621E-4,0.87182693588939331,0.13081176286149038,3.4399686884550085E-2,2.6754284995239574E-3,8.9518681758882224E-5,5.7184977098612144E-5,38.317589252244062,1.1671255793244204,1.1671191440659179,1.1781211330718344,0.22705479790561583,0.22705479790561583,0.22705479790561583,0.22705479790561583,null,null,27.827829132519376,null,null,1.0782155272305909E-5,0,0,0]
[1862,2.1575898030127458,10.787949015063731,{"$f":"IF('Calculation Sheet'!$D$59=\"YES\",(Vcc_max-C1889)*ILIM_FINAL_TOL,(Vcc_max-C1889)*($AE$13+IF(C1889>=$AE$8,$AE$7,0)+(IF(C1889>=$AE$6,C1889,0)/$AE$5)+IF(C1889>$AE$10,($AE$9/C1889),0)))","v":0.60603856801236378},0.63058687138707414,2.088654464522667,0.47172601311214657,5.6029745797137043E-4,1.1262081261166013E-2,1.8418556670352082E-4,0.86893001523259972,0.13082219398418626,3.4402920742036769E-2,2.6756922753923273E-3,8.9527540822809115E-5,5.7190636577830745E-5,38.301627742824905,1.1669835540771416,1.166977121552889,1.1779743905808644,0.22706954774423943,0.22706954774423943,0.22706954774423943,0.22706954774423943,null,null,27.827849916120112,null,null,1.0787949015063732E-5,0,0,0]
[1863,2.1587485515643099,10.793742757821551,{"$f":"IF('Calculation Sheet'!$D$59=\"YES\",(Vcc_max-C1890)*ILIM_FINAL_TOL,(Vcc_max-C1890)*($AE$13+IF(C1890>=$AE$8,$AE$7,0)+(IF(C1890>=$AE$6,C1890,0)/$AE$5)+IF(C1890>$AE$10,($AE$9/C1890),0)))","v":0.60314164111959623},0.62768994506320208,2.0866232344900553,0.47173738697394541,5.6035259968967299E-4,1.1263172278353717E-2,1.8330932921428733E-4,0.86603309450783006,0.1308325616776787,3.4406138275551612E-2,2.6759547907307946E-3,8.9536357734676386E-5,5.719626913036624E-5,38.285660447920115,1.1668408278758533,1.1668343980905684,1.1778269390612879,0.22708418512166439,0.22708418512166439,0.22708418512166439,0.22708418512166439,null,null,27.827869207197448,null,null,1.0793742757821551E-5,0,0,0]
[1864,2.1599073001158744,10.799536500579373,{"$f":"IF('Calculation Sheet'!$D$59=\"YES\",(Vcc_max-C1891)*ILIM_FINAL_TOL,(Vcc_max-C1891)*($AE$13+IF(C1891>=$AE$8,$AE$7,0)+(IF(C1891>=$AE$6,C1891,0)/$AE$5)+IF(C1891>$AE$10,($AE$9/C1891),0)))","v":0.60024471415969305},0.62479301867219406,2.0845908184257365,0.47174851455488925,5.6040747757590825E-4,1.1264257979616166E-2,1.8243309170484778E-4,0.86313617371509122,0.13084286594335004,3.4409339485186208E-2,2.6762160455398032E-3,8.9545132494373014E-5,5.7201874756107607E-5,38.26968737264486,1.166697400898888,1.1666909738572864,1.1776787786958833,0.22709871004223181,0.22709871004223181,0.22709871004223181,0.22709871004223181,null,null,27.827887005922136,null,null,1.0799536500579373E-5,0,0,0]
[1865,2.1610660486674389,10.805330243337197,{"$f":"IF('Calculation Sheet'!$D$59=\"YES\",(Vcc_max-C1892)*ILIM_FINAL_TOL,(Vcc_max-C1892)*($AE$13+IF(C1892>=$AE$8,$AE$7,0)+(IF(C1892>=$AE$6,C1892,0)/$AE$5)+IF(C1892>$AE$10,($AE$9/C1892),0)))","v":0.59734778713265391},0.62189609221405118,2.0825572179545198,0.47175939587582805,5.6046209163007621E-4,1.1265338364962907E-2,1.8155685417498013E-4,0.86023925285439362,0.13085310678258255,3.4412524371031927E-2,2.6764760398199083E-3,8.9553865102010022E-5,5.7207453455054846E-5,38.253708522107445,1.1665532733245334,1.1665468490313275,1.1775299096673817,0.22711312251028265,0.22711312251028265,0.22711312251028265,0.22711312251028265,null,null,27.827903312464901,null,null,1.0805330243337197E-5,0,0,0]
[1866,2.162224797219003,10.811123986095016,{"$f":"IF('Calculation Sheet'!$D$59=\"YES\",(Vcc_max-C1893)*ILIM_FINAL_TOL,(Vcc_max-C1893)*($AE$13+IF(C1893>=$AE$8,$AE$7,0)+(IF(C1893>=$AE$6,C1893,0)/$AE$5)+IF(C1893>$AE$10,($AE$9/C1893),0)))","v":0.59445086003848246},0.61899916568877433,2.0805224346989886,0.47177003095760983,5.6051644185228788E-4,1.126641343440371E-2,1.806806166247954E-4,0.85734233192574738,0.13086328419675858,3.4415692933180364E-2,2.6767347735716651E-3,8.9562555557587409E-5,5.7213005227207958E-5,38.237723901409396,1.1664084453310317,1.1664020237909316,1.177380332158467,0.22712742253015772,0.22712742253015772,0.22712742253015772,0.22712742253015772,null,null,27.827918126996408,null,null,1.0811123986095015E-5,0,0,0]
[1867,2.1633835457705675,10.81691772885284,{"$f":"IF('Calculation Sheet'!$D$59=\"YES\",(Vcc_max-C1894)*ILIM_FINAL_TOL,(Vcc_max-C1894)*($AE$13+IF(C1894>=$AE$8,$AE$7,0)+(IF(C1894>=$AE$6,C1894,0)/$AE$5)+IF(C1894>$AE$10,($AE$9/C1894),0)))","v":0.59155393287717373},0.61610223909636164,2.0784864702795005,0.47178041982108104,5.6057052824254328E-4,1.1267483187948124E-2,1.7980437905451563E-4,0.85444541092915927,0.1308733981872604,3.4418845171723E-2,2.6769922467955176E-3,8.9571203860994153E-5,5.7218530072566942E-5,38.221733515645312,1.1662629170965795,1.1662564983142927,1.1772300463517764,0.22714161010619766,0.22714161010619766,0.22714161010619766,0.22714161010619766,null,null,27.827931449687306,null,null,1.081691772885284E-5,0,0,0]
[1868,2.1645422943221315,10.822711471610658,{"$f":"IF('Calculation Sheet'!$D$59=\"YES\",(Vcc_max-C1895)*ILIM_FINAL_TOL,(Vcc_max-C1895)*($AE$13+IF(C1895>=$AE$8,$AE$7,0)+(IF(C1895>=$AE$6,C1895,0)/$AE$5)+IF(C1895>$AE$10,($AE$9/C1895),0)))","v":0.58865700564873247},0.61320531243681498,2.0764493263141968,0.47179056248708623,5.6062435080073136E-4,1.1268547625605807E-2,1.7892814146369673E-4,0.85154848986464038,0.1308834487554702,3.4421981086751319E-2,2.6772484594920209E-3,8.9579810012341277E-5,5.7224027991131798E-5,38.205737369903041,1.1661166887993282,1.16611027277956,1.1770790524298995,0.22715568524274293,0.22715568524274293,0.22715568524274293,0.22715568524274293,null,null,27.827943280708194,null,null,1.0822711471610658E-5,0,0,0]
[1869,2.165701042873696,10.828505214368482,{"$f":"IF('Calculation Sheet'!$D$59=\"YES\",(Vcc_max-C1896)*ILIM_FINAL_TOL,(Vcc_max-C1896)*($AE$13+IF(C1896>=$AE$8,$AE$7,0)+(IF(C1896>=$AE$6,C1896,0)/$AE$5)+IF(C1896>$AE$10,($AE$9/C1896),0)))","v":0.58576007835315391},0.61030838571013246,2.0744110044189981,0.47180045897646822,5.6067790952707419E-4,1.1269606747386307E-2,1.780519038527828E-4,0.84865156873219738,0.13089343590277025,3.4425100678356801E-2,2.6775034116617302E-3,8.9588374011517757E-5,5.7229498983013549E-5,38.189735469263596,1.1659697606173838,1.1659633473648365,1.1769273505753794,0.2271696479441338,0.2271696479441338,0.2271696479441338,0.2271696479441338,null,null,27.827953620229646,null,null,1.0828505214368482E-5,0,0,0]
[1870,2.1668597914252601,10.834298957126302,{"$f":"IF('Calculation Sheet'!$D$59=\"YES\",(Vcc_max-C1897)*ILIM_FINAL_TOL,(Vcc_max-C1897)*($AE$13+IF(C1897>=$AE$8,$AE$7,0)+(IF(C1897>=$AE$6,C1897,0)/$AE$5)+IF(C1897>$AE$10,($AE$9/C1897),0)))","v":0.58286315099044195},0.60741145891631598,2.0723715062076153,0.47181010931006806,5.6073120442146074E-4,1.1270660553299394E-2,1.7717566622132974E-4,0.84575464753184115,0.13090335963054267,3.4428203946631042E-2,2.6777571033052006E-3,8.9596895858634618E-5,5.7234943048101172E-5,38.17372781880119,1.1658221327288074,1.1658157222481809,1.1767749409707116,0.2271834982147104,0.2271834982147104,0.2271834982147104,0.2271834982147104,null,null,27.827962468422207,null,null,1.0834298957126302E-5,0,0,0]
[1871,2.1680185399768246,10.840092699884124,{"$f":"IF('Calculation Sheet'!$D$59=\"YES\",(Vcc_max-C1898)*ILIM_FINAL_TOL,(Vcc_max-C1898)*($AE$13+IF(C1898>=$AE$8,$AE$7,0)+(IF(C1898>=$AE$6,C1898,0)/$AE$5)+IF(C1898>$AE$10,($AE$9/C1898),0)))","v":0.57996622356059446},0.60451453205536354,2.0703308332915444,0.47181951350872509,5.60784235483891E-4,1.1271709043354616E-2,1.7629942856978165E-4,0.84285772626357791,0.13091321994016963,3.4431290891665522E-2,2.678009534422876E-3,8.9605375553691857E-5,5.7240360186394668E-5,38.157714423583222,1.1656738053116142,1.1656673976076057,1.1766218237983448,0.2271972360588127,0.2271972360588127,0.2271972360588127,0.2271972360588127,null,null,27.827969825456368,null,null,1.0840092699884125E-5,0,0,0]
[1872,2.1691772885283891,10.845886442641946,{"$f":"IF('Calculation Sheet'!$D$59=\"YES\",(Vcc_max-C1899)*ILIM_FINAL_TOL,(Vcc_max-C1899)*($AE$13+IF(C1899>=$AE$8,$AE$7,0)+(IF(C1899>=$AE$6,C1899,0)/$AE$5)+IF(C1899>$AE$10,($AE$9/C1899),0)))","v":0.57706929606361179},0.60161760512727624,2.0682889872800763,0.47182867159327674,5.6083700271447601E-4,1.1272752217561521E-2,1.7542319089780545E-4,0.83996080492741743,0.13092301683303326,3.4434361513551615E-2,2.6782607050152007E-3,8.9613813096578454E-5,5.7245750397894035E-5,38.141695288670341,1.1655247785437746,1.1655183736210788,1.1764679992406806,0.22721086148078051,0.22721086148078051,0.22721086148078051,0.22721086148078051,null,null,27.827975691502612,null,null,1.0845886442641946E-5,0,0,0]
[1873,2.1703360370799532,10.851680185399768,{"$f":"IF('Calculation Sheet'!$D$59=\"YES\",(Vcc_max-C1900)*ILIM_FINAL_TOL,(Vcc_max-C1900)*($AE$13+IF(C1900>=$AE$8,$AE$7,0)+(IF(C1900>=$AE$6,C1900,0)/$AE$5)+IF(C1900>$AE$10,($AE$9/C1900),0)))","v":0.57417236849949449},0.5987206781320551,2.0662459697802973,0.47183758358455885,5.6088950611310473E-4,1.1273790075929879E-2,1.7454695320551217E-4,0.83706388352336902,0.1309327503105156,3.4437415812380912E-2,2.6785106150828408E-3,8.962220848740543E-5,5.7251113682599275E-5,38.125670419116389,1.1653750526032134,1.1653686504665224,1.1763134674800737,0.22722437448495342,0.22722437448495342,0.22722437448495342,0.22722437448495342,null,null,27.827980066731342,null,null,1.0851680185399768E-5,0,0,0]
[1874,2.1714947856315177,10.857473928157589,{"$f":"IF('Calculation Sheet'!$D$59=\"YES\",(Vcc_max-C1901)*ILIM_FINAL_TOL,(Vcc_max-C1901)*($AE$13+IF(C1901>=$AE$8,$AE$7,0)+(IF(C1901>=$AE$6,C1901,0)/$AE$5)+IF(C1901>$AE$10,($AE$9/C1901),0)))","v":0.57127544086824289},0.59582375106969787,2.0642017823970895,0.47184624950340537,5.6094174567988819E-4,1.1274822618469238E-2,1.7367071549301283E-4,0.83416696205143892,0.13094242037399872,3.4440453788244896E-2,2.6787592646262404E-3,8.9630561726061764E-5,5.7256450040510387E-5,38.109639819968457,1.16522462766781,1.1652182283218135,1.1761582286988319,0.22723777507567089,0.22723777507567089,0.22723777507567089,0.22723777507567089,null,null,27.827982951312972,null,null,1.0857473928157589E-5,0,0,0]
[1875,2.1726535341830817,10.863267670915411,{"$f":"IF('Calculation Sheet'!$D$59=\"YES\",(Vcc_max-C1902)*ILIM_FINAL_TOL,(Vcc_max-C1902)*($AE$13+IF(C1902>=$AE$8,$AE$7,0)+(IF(C1902>=$AE$6,C1902,0)/$AE$5)+IF(C1902>$AE$10,($AE$9/C1902),0)))","v":0.56837851316985566},0.5929268239402069,2.0621564267331389,0.47185466937064852,5.609937214148264E-4,1.1275849845189256E-2,1.7279447776008539E-4,0.83127004051163755,0.13095202702486469,3.4443475441235161E-2,2.6790066536459545E-3,8.9638872812658477E-5,5.7261759471627371E-5,38.09360349626688,1.1650735039153992,1.1650671073647842,1.1760022830792156,0.22725106325727223,0.22725106325727223,0.22725106325727223,0.22725106325727223,null,null,27.82798434541786,null,null,1.086326767091541E-5,0,0,0]
[1876,2.1738122827346462,10.869061413673233,{"$f":"IF('Calculation Sheet'!$D$59=\"YES\",(Vcc_max-C1903)*ILIM_FINAL_TOL,(Vcc_max-C1903)*($AE$13+IF(C1903>=$AE$8,$AE$7,0)+(IF(C1903>=$AE$6,C1903,0)/$AE$5)+IF(C1903>$AE$10,($AE$9/C1903),0)))","v":0.56548158540433346},0.59002989674357986,2.0601099043889333,0.4718628432071188,5.6104543331791934E-4,1.1276871756099482E-2,1.7191824000695188E-4,0.82837311890397092,0.13096157026449545,3.4446480771443078E-2,2.6792527821424272E-3,8.9647141747084547E-5,5.726704197606125E-5,38.077561453045234,1.1649216815237697,1.1649152877732207,1.1758456308034384,0.22726423903409654,0.22726423903409654,0.22726423903409654,0.22726423903409654,null,null,27.827984249216328,null,null,1.0869061413673233E-5,0,0,0]
[1877,2.1749710312862103,10.874855156431053,{"$f":"IF('Calculation Sheet'!$D$59=\"YES\",(Vcc_max-C1904)*ILIM_FINAL_TOL,(Vcc_max-C1904)*($AE$13+IF(C1904>=$AE$8,$AE$7,0)+(IF(C1904>=$AE$6,C1904,0)/$AE$5)+IF(C1904>$AE$10,($AE$9/C1904),0)))","v":0.56258465757167719},0.58713296947981908,2.05806221696277,0.47187077103364494,5.6109688138927805E-4,1.1277888351209686E-2,1.7104200223339028E-4,0.82547619722844912,0.13097105009427301,3.4449469778960129E-2,2.6794976501162138E-3,8.9655368529450996E-5,5.7272297553701002E-5,38.061513695330355,1.1647691606706658,1.1647627697248646,1.1756882720536668,0.22727730241048277,0.22727730241048277,0.22727730241048277,0.22727730241048277,null,null,27.827982662878668,null,null,1.0874855156431053E-5,0,0,0]
[1878,2.1761297798377748,10.880648899188875,{"$f":"IF('Calculation Sheet'!$D$59=\"YES\",(Vcc_max-C1905)*ILIM_FINAL_TOL,(Vcc_max-C1905)*($AE$13+IF(C1905>=$AE$8,$AE$7,0)+(IF(C1905>=$AE$6,C1905,0)/$AE$5)+IF(C1905>$AE$10,($AE$9/C1905),0)))","v":0.55968772967188529},0.58423604214892233,2.0560133660507547,0.47187845287105384,5.6114806562879149E-4,1.1278899630529415E-2,1.7016576443962261E-4,0.82257927548507792,0.13098046651557926,3.4452442463877908E-2,2.6797412575678692E-3,8.9663553159757825E-5,5.7277526204546625E-5,38.045460228142367,1.1646159415337858,1.1646095533974117,1.1755302070120206,0.22729025339076975,0.22729025339076975,0.22729025339076975,0.22729025339076975,null,null,27.827979586575136,null,null,1.0880648899188876E-5,0,0,0]
[1879,2.1772885283893393,10.886442641946699,{"$f":"IF('Calculation Sheet'!$D$59=\"YES\",(Vcc_max-C1906)*ILIM_FINAL_TOL,(Vcc_max-C1906)*($AE$13+IF(C1906>=$AE$8,$AE$7,0)+(IF(C1906>=$AE$6,C1906,0)/$AE$5)+IF(C1906>$AE$10,($AE$9/C1906),0)))","v":0.55679080170495743},0.58133911475089062,2.0539633532468078,0.47188588874017068,5.611989860365707E-4,1.1279905594068329E-2,1.6928952662553787E-4,0.81968235367386633,0.13098981952979616,3.4455398826287897E-2,2.6799836044978376E-3,8.9671695637894011E-5,5.7282727928598121E-5,38.029401056494649,1.1644620242907833,1.164455638968513,1.1753714358605727,0.22730309197929605,0.22730309197929605,0.22730309197929605,0.22730309197929605,null,null,27.82797502047594,null,null,1.0886442641946699E-5,0,0,0]
[1880,2.1784472769409033,10.892236384704518,{"$f":"IF('Calculation Sheet'!$D$59=\"YES\",(Vcc_max-C1907)*ILIM_FINAL_TOL,(Vcc_max-C1907)*($AE$13+IF(C1907>=$AE$8,$AE$7,0)+(IF(C1907>=$AE$6,C1907,0)/$AE$5)+IF(C1907>$AE$10,($AE$9/C1907),0)))","v":0.55389387367089737},0.57844218728572494,2.0519121801426667,0.47189307866181884,5.6124964261261567E-4,1.1280906241835975E-2,1.6841328879113604E-4,0.81678543179482321,0.13099910913830554,3.4458338866281579E-2,2.680224690906674E-3,8.9679795963970577E-5,5.7287902725855488E-5,38.013336185393904,1.1643074091192664,1.1643010266157743,1.1752119587813488,0.22731581818040009,0.22731581818040009,0.22731581818040009,0.22731581818040009,null,null,27.827968964751268,null,null,1.0892236384704518E-5,0,0,0]
[1881,2.1796060254924678,10.89803012746234,{"$f":"IF('Calculation Sheet'!$D$59=\"YES\",(Vcc_max-C1908)*ILIM_FINAL_TOL,(Vcc_max-C1908)*($AE$13+IF(C1908>=$AE$8,$AE$7,0)+(IF(C1908>=$AE$6,C1908,0)/$AE$5)+IF(C1908>$AE$10,($AE$9/C1908),0)))","v":0.55099694556970058},0.57554525975342352,2.0498598483278849,0.47190002265682007,5.6130003535692641E-4,1.1281901573842013E-2,1.6753705093641713E-4,0.81388850984795402,0.13100833534248923,3.4461262583950436E-2,2.6804645167949337E-3,8.9687854137876499E-5,5.7293050596318729E-5,37.997265619840093,1.1641520961967984,1.1641457165167559,1.1750517759563275,0.22732843199842018,0.22732843199842018,0.22732843199842018,0.22732843199842018,null,null,27.827961419571274,null,null,1.089803012746234E-5,0,0,0]
[1882,2.1807647740440319,10.90382387022016,{"$f":"IF('Calculation Sheet'!$D$59=\"YES\",(Vcc_max-C1909)*ILIM_FINAL_TOL,(Vcc_max-C1909)*($AE$13+IF(C1909>=$AE$8,$AE$7,0)+(IF(C1909>=$AE$6,C1909,0)/$AE$5)+IF(C1909>$AE$10,($AE$9/C1909),0)))","v":0.54810001740136993},0.57264833215398825,2.0478063593898419,0.47190672074599416,5.613501642695029E-4,1.12828915900961E-2,1.6666081306138114E-4,0.81099158783326863,0.13101749814372909,3.446416997938595E-2,2.6807030821631717E-3,8.9695870159722801E-5,5.7298171539987841E-5,37.98118936482652,1.1639960857008971,1.1639897088489732,1.1748908875674409,0.22734093343769446,0.22734093343769446,0.22734093343769446,0.22734093343769446,null,null,27.827952385106073,null,null,1.0903823870220159E-5,0,0,0]
[1883,2.1819235225955964,10.909617612977982,{"$f":"IF('Calculation Sheet'!$D$59=\"YES\",(Vcc_max-C1910)*ILIM_FINAL_TOL,(Vcc_max-C1910)*($AE$13+IF(C1910>=$AE$8,$AE$7,0)+(IF(C1910>=$AE$6,C1910,0)/$AE$5)+IF(C1910>$AE$10,($AE$9/C1910),0)))","v":0.54520308916590332},0.56975140448741701,2.0457517149137394,0.47191317295015928,5.6140002935034516E-4,1.1283876290607897E-2,1.6578457516613909E-4,0.80809466575077238,0.1310265975434069,3.4467061052679604E-2,2.680940387011832E-3,8.9703844029398461E-5,5.7303265556862826E-5,37.965107425339781,1.163839377809035,1.1638330037898965,1.1747292937965741,0.22735332250256085,0.22735332250256085,0.22735332250256085,0.22735332250256085,null,null,27.827941861525737,null,null,1.0909617612977982E-5,0,0,0]
[1884,2.1830822711471605,10.915411355735804,{"$f":"IF('Calculation Sheet'!$D$59=\"YES\",(Vcc_max-C1911)*ILIM_FINAL_TOL,(Vcc_max-C1911)*($AE$13+IF(C1911>=$AE$8,$AE$7,0)+(IF(C1911>=$AE$6,C1911,0)/$AE$5)+IF(C1911>$AE$10,($AE$9/C1911),0)))","v":0.54230616086330186},0.56685447675371192,2.0436959164826098,0.47191937929013178,5.6144963059956421E-4,1.1284855675386951E-2,1.6490833725046894E-4,0.80519774360047469,0.13103563354290437,3.446993580392288E-2,2.6811764313414699E-3,8.9711775747014499E-5,5.7308332646943683E-5,37.9490198063598,1.1636819726986398,1.1636756015169507,1.1745669948255653,0.22736559919735716,0.22736559919735716,0.22736559919735716,0.22736559919735716,null,null,27.827929849000306,null,null,1.0915411355735803E-5,0,0,0]
[1885,2.184241019698725,10.921205098493624,{"$f":"IF('Calculation Sheet'!$D$59=\"YES\",(Vcc_max-C1912)*ILIM_FINAL_TOL,(Vcc_max-C1912)*($AE$13+IF(C1912>=$AE$8,$AE$7,0)+(IF(C1912>=$AE$6,C1912,0)/$AE$5)+IF(C1912>$AE$10,($AE$9/C1912),0)))","v":0.53940923249356632},0.56395754895287076,2.0416389656773144,0.47192533978672624,5.6149896801704902E-4,1.1285829744442921E-2,1.6403209931459273E-4,0.80230082138238101,0.13104460614360325,3.4472794233207371E-2,2.6814112151525293E-3,8.9719665312459895E-5,5.7313372810341434E-5,37.932926512859844,1.1635238705470941,1.1635175022075155,1.1744039908362056,0.22737776352642097,0.22737776352642097,0.22737776352642097,0.22737776352642097,null,null,27.827916347699787,null,null,1.0921205098493625E-5,0,0,0]
[1886,2.185399768250289,10.926998841251446,{"$f":"IF('Calculation Sheet'!$D$59=\"YES\",(Vcc_max-C1913)*ILIM_FINAL_TOL,(Vcc_max-C1913)*($AE$13+IF(C1913>=$AE$8,$AE$7,0)+(IF(C1913>=$AE$6,C1913,0)/$AE$5)+IF(C1913>$AE$10,($AE$9/C1913),0)))","v":0.53651230405669503},0.56106062108489585,2.0395808640765511,0.47193105446075551,5.6154804160291061E-4,1.1286798497785466E-2,1.6315586135828841E-4,0.79940389909650067,0.13105351534688525,3.4475636340624449E-2,2.6816447384456765E-3,8.9727512725845671E-5,5.7318386046945058E-5,37.916827549806513,1.163365071531735,1.1633587060389257,1.1742402820102393,0.22738981549408971,0.22738981549408971,0.22738981549408971,0.22738981549408971,null,null,27.827901357794158,null,null,1.0926998841251446E-5,0,0,0]
[1887,2.1865585168018535,10.932792584009269,{"$f":"IF('Calculation Sheet'!$D$59=\"YES\",(Vcc_max-C1914)*ILIM_FINAL_TOL,(Vcc_max-C1914)*($AE$13+IF(C1914>=$AE$8,$AE$7,0)+(IF(C1914>=$AE$6,C1914,0)/$AE$5)+IF(C1914>$AE$10,($AE$9/C1914),0)))","v":0.5336153755526889},0.55816369314978487,2.0375216132568514,0.47193652333303066,5.6159685135714899E-4,1.1287761935424245E-2,1.6227962338177804E-4,0.79650697674283855,0.131062361154132,3.4478462126265708E-2,2.6818770012212445E-3,8.9735317987060803E-5,5.7323372356754554E-5,37.900722922159773,1.1632055758298545,1.163199213188471,1.1740758685293642,0.22740175510470068,0.22740175510470068,0.22740175510470068,0.22740175510470068,null,null,27.827884879453357,null,null,1.0932792584009269E-5,0,0,0]
[1888,2.187717265353418,10.938586326767091,{"$f":"IF('Calculation Sheet'!$D$59=\"YES\",(Vcc_max-C1915)*ILIM_FINAL_TOL,(Vcc_max-C1915)*($AE$13+IF(C1915>=$AE$8,$AE$7,0)+(IF(C1915>=$AE$6,C1915,0)/$AE$5)+IF(C1915>$AE$10,($AE$9/C1915),0)))","v":0.53071844698154769},0.55526676514753903,2.0354612147925906,0.47194174642436099,5.6164539727976415E-4,1.1288720057368806E-2,1.6140338538495058E-4,0.79361005432140308,0.13107114356672517,3.4481271590222573E-2,2.6821080034798994E-3,8.9743081096216315E-5,5.7328331739769922E-5,37.884612634872951,1.1630453836186998,1.1630390238333956,1.1739107505752309,0.22741358236259102,0.22741358236259102,0.22741358236259102,0.22741358236259102,null,null,27.827866912847281,null,null,1.093858632676709E-5,0,0,0]
[1889,2.1888760139049821,10.944380069524911,{"$f":"IF('Calculation Sheet'!$D$59=\"YES\",(Vcc_max-C1916)*ILIM_FINAL_TOL,(Vcc_max-C1916)*($AE$13+IF(C1916>=$AE$8,$AE$7,0)+(IF(C1916>=$AE$6,C1916,0)/$AE$5)+IF(C1916>$AE$10,($AE$9/C1916),0)))","v":0.52782151834327262},0.55236983707815934,2.0333996702559864,0.47194672375555408,5.6169367937086712E-4,1.1289672863628808E-2,1.6052714736769502E-4,0.79071313183220227,0.13107986258604631,3.4484064732586528E-2,2.6823377452220853E-3,8.9750802053201184E-5,5.7333264195991163E-5,37.868496692892734,1.1628844950754726,1.1628781381508992,1.1737449283294432,0.22742529727209765,0.22742529727209765,0.22742529727209765,0.22742529727209765,null,null,27.827847458145808,null,null,1.0944380069524912E-5,0,0,0]
[1890,2.1900347624565466,10.950173812282735,{"$f":"IF('Calculation Sheet'!$D$59=\"YES\",(Vcc_max-C1917)*ILIM_FINAL_TOL,(Vcc_max-C1917)*($AE$13+IF(C1917>=$AE$8,$AE$7,0)+(IF(C1917>=$AE$6,C1917,0)/$AE$5)+IF(C1917>$AE$10,($AE$9/C1917),0)))","v":0.52492458963786082},0.54947290894164369,2.0313369812171,0.47195145534741567,5.6174169763034687E-4,1.1290620354213798E-2,1.596509093302334E-4,0.78781620927524088,0.13108851821347706,3.448684155344911E-2,2.6825662264483574E-3,8.9758480858126433E-5,5.7338169725418275E-5,37.85237510115919,1.16272291037733,1.1627165563181361,1.1735784019735582,0.22743689983755733,0.22743689983755733,0.22743689983755733,0.22743689983755733,null,null,27.827826515518748,null,null,1.0950173812282735E-5,0,0,0]
[1891,2.1911935110081107,10.955967555040553,{"$f":"IF('Calculation Sheet'!$D$59=\"YES\",(Vcc_max-C1918)*ILIM_FINAL_TOL,(Vcc_max-C1918)*($AE$13+IF(C1918>=$AE$8,$AE$7,0)+(IF(C1918>=$AE$6,C1918,0)/$AE$5)+IF(C1918>$AE$10,($AE$9/C1918),0)))","v":0.52202766086531671},0.54657598073799407,2.0292731492438452,0.4719559412207498,5.6178945205831443E-4,1.1291562529133548E-2,1.587746712724547E-4,0.78491928665052801,0.1310971104503989,3.4489602052901802E-2,2.6827934471592707E-3,8.9766117510881038E-5,5.734304832805126E-5,37.836247864605809,1.162560629701384,1.1625542785122154,1.1734111716890863,0.22744839006330664,0.22744839006330664,0.22744839006330664,0.22744839006330664,null,null,27.827804085135913,null,null,1.0955967555040552E-5,0,0,0]
[1892,2.1923522595596752,10.961761297798377,{"$f":"IF('Calculation Sheet'!$D$59=\"YES\",(Vcc_max-C1919)*ILIM_FINAL_TOL,(Vcc_max-C1919)*($AE$13+IF(C1919>=$AE$8,$AE$7,0)+(IF(C1919>=$AE$6,C1919,0)/$AE$5)+IF(C1919>$AE$10,($AE$9/C1919),0)))","v":0.51913073202563509},0.5436790524672086,2.0272081759019835,0.47196018139635876,5.6183694265465878E-4,1.1292499388397603E-2,1.5789843319446994E-4,0.78202236395806835,0.13110563929819335,3.4492346231036086E-2,2.6830194073552693E-3,8.9773712011576023E-5,5.7347900003890118E-5,37.820114988159418,1.1623976532247009,1.1623913049102013,1.1732432376574904,0.22745976795368206,0.22745976795368206,0.22745976795368206,0.22745976795368206,null,null,27.827780167167059,null,null,1.0961761297798377E-5,0,0,0]
[1893,2.1935110081112392,10.967555040556196,{"$f":"IF('Calculation Sheet'!$D$59=\"YES\",(Vcc_max-C1920)*ILIM_FINAL_TOL,(Vcc_max-C1920)*($AE$13+IF(C1920>=$AE$8,$AE$7,0)+(IF(C1920>=$AE$6,C1920,0)/$AE$5)+IF(C1920>$AE$10,($AE$9/C1920),0)))","v":0.51623380311882128},0.54078212412928917,2.0251420627551351,0.47196417589504303,5.6188416941949093E-4,1.1293430932015625E-2,1.5702219509594606E-4,0.77912544119787075,0.13111410475824192,3.4495074087943445E-2,2.6832441070369084E-3,8.9781264360211388E-5,5.7352724752934847E-5,37.803976476740303,1.1622339811243025,1.162227635689113,1.1730746000601875,0.22747103351301984,0.22747103351301984,0.22747103351301984,0.22747103351301984,null,null,27.827754761781918,null,null,1.0967555040556195E-5,0,0,0]
[1894,2.1946697566628037,10.97334878331402,{"$f":"IF('Calculation Sheet'!$D$59=\"YES\",(Vcc_max-C1921)*ILIM_FINAL_TOL,(Vcc_max-C1921)*($AE$13+IF(C1921>=$AE$8,$AE$7,0)+(IF(C1921>=$AE$6,C1921,0)/$AE$5)+IF(C1921>$AE$10,($AE$9/C1921),0)))","v":0.51333687414486973},0.53788519572423388,2.0230748113647752,0.47196792473760135,5.6193113235281089E-4,1.1294357159997159E-2,1.5614595697732714E-4,0.77622851836993956,0.13112250683192606,3.449778562371536E-2,2.683467546204743E-3,8.978877455667611E-5,5.7357522575185449E-5,37.787832335262131,1.1620696135771653,1.1620632710259242,1.1729052590785476,0.22748218674565612,0.22748218674565612,0.22748218674565612,0.22748218674565612,null,null,27.827727869150177,null,null,1.097334878331402E-5,0,0,0]
[1895,2.1958285052143682,10.979142526071842,{"$f":"IF('Calculation Sheet'!$D$59=\"YES\",(Vcc_max-C1922)*ILIM_FINAL_TOL,(Vcc_max-C1922)*($AE$13+IF(C1922>=$AE$8,$AE$7,0)+(IF(C1922>=$AE$6,C1922,0)/$AE$5)+IF(C1922>$AE$10,($AE$9/C1922),0)))","v":0.51043994510378432},0.53498826725204363,2.0210064232902418,0.47197142794483071,5.6197783145472968E-4,1.1295278072351977E-2,1.5526971883839114E-4,0.77333159547428265,0.1311308455206272,3.4500480838443315E-2,2.6836897248592173E-3,8.9796242601081211E-5,5.7362293470641923E-5,37.771682568632023,1.1619045507602213,1.1618982110975644,1.1727352148938937,0.22749322765592683,0.22749322765592683,0.22749322765592683,0.22749322765592683,null,null,27.827699489441486,null,null,1.0979142526071841E-5,0,0,0]
[1896,2.1969872537659323,10.984936268829664,{"$f":"IF('Calculation Sheet'!$D$59=\"YES\",(Vcc_max-C1923)*ILIM_FINAL_TOL,(Vcc_max-C1923)*($AE$13+IF(C1923>=$AE$8,$AE$7,0)+(IF(C1923>=$AE$6,C1923,0)/$AE$5)+IF(C1923>$AE$10,($AE$9/C1923),0)))","v":0.50754301599556384},0.53209133871271952,2.0189369000887361,0.47197468553752631,5.6202426672513628E-4,1.1296193669089571E-2,1.5439348067902703E-4,0.77043467251090747,0.13113912082572671,3.4503159732218791E-2,2.6839106430008863E-3,8.9803668493315669E-5,5.7367037439304269E-5,37.755527181750523,1.1617387928503566,1.1617324560809175,1.172564467687502,0.22750415624816772,0.22750415624816772,0.22750415624816772,0.22750415624816772,null,null,27.827669622825479,null,null,1.0984936268829664E-5,0,0,0]
[1897,2.1981460023174968,10.990730011587484,{"$f":"IF('Calculation Sheet'!$D$59=\"YES\",(Vcc_max-C1924)*ILIM_FINAL_TOL,(Vcc_max-C1924)*($AE$13+IF(C1924>=$AE$8,$AE$7,0)+(IF(C1924>=$AE$6,C1924,0)/$AE$5)+IF(C1924>$AE$10,($AE$9/C1924),0)))","v":0.50464608682020939},0.52919441010625934,2.0168662433153242,0.47197769753648161,5.6207043816414171E-4,1.12971039502196E-2,1.5351724249945686E-4,0.76753774947981834,0.13114733274860596,3.4505822305133327E-2,2.6841303006301942E-3,8.9811052233490507E-5,5.7371754481172488E-5,37.739366179511627,1.1615723400244131,1.1615660061528224,1.1723930176406023,0.22751497252671438,0.22751497252671438,0.22751497252671438,0.22751497252671438,null,null,27.827638269471734,null,null,1.0990730011587484E-5,0,0,0]
[1898,2.1993047508690609,10.996523754345306,{"$f":"IF('Calculation Sheet'!$D$59=\"YES\",(Vcc_max-C1925)*ILIM_FINAL_TOL,(Vcc_max-C1925)*($AE$13+IF(C1925>=$AE$8,$AE$7,0)+(IF(C1925>=$AE$6,C1925,0)/$AE$5)+IF(C1925>$AE$10,($AE$9/C1925),0)))","v":0.50174915757771921},0.52629748143266541,2.0147944545229448,0.47198046396248833,5.6211634577163494E-4,1.1298008915751723E-2,1.5264100429945859E-4,0.76464082638102393,0.1311554812906463,3.4508468557278349E-2,2.684348697747807E-3,8.9818393821494702E-5,5.7376444596246579E-5,37.723199566802762,1.1614051924591873,1.1613988614900732,1.1722208649343777,0.22752567649590227,0.22752567649590227,0.22752567649590227,0.22752567649590227,null,null,27.827605429549799,null,null,1.0996523754345307E-5,0,0,0]
[1899,2.2004634994206254,11.002317497103126,{"$f":"IF('Calculation Sheet'!$D$59=\"YES\",(Vcc_max-C1926)*ILIM_FINAL_TOL,(Vcc_max-C1926)*($AE$13+IF(C1926>=$AE$8,$AE$7,0)+(IF(C1926>=$AE$6,C1926,0)/$AE$5)+IF(C1926>$AE$10,($AE$9/C1926),0)))","v":0.49885222826809494},0.52340055269193542,2.012721535262405,0.47198298483633638,5.62161989547727E-4,1.1298908565695542E-2,1.5176476607925427E-4,0.76174390321452823,0.13116356645322902,3.4511098488745395E-2,2.684565834354169E-3,8.9825693257328254E-5,5.7381107784637564E-5,37.707027348504802,1.1612373503314306,1.1612310222694191,1.1720480097499641,0.22753626816006661,0.22753626816006661,0.22753626816006661,0.22753626816006661,null,null,27.827571103229189,null,null,1.1002317497103126E-5,0,0,0]
[1900,2.2016222479721894,11.008111239860948,{"$f":"IF('Calculation Sheet'!$D$59=\"YES\",(Vcc_max-C1927)*ILIM_FINAL_TOL,(Vcc_max-C1927)*($AE$13+IF(C1927>=$AE$8,$AE$7,0)+(IF(C1927>=$AE$6,C1927,0)/$AE$5)+IF(C1927>$AE$10,($AE$9/C1927),0)))","v":0.49595529889133499},0.52050362388407179,2.0106474870823918,0.47198526017881393,5.6220736949247341E-4,1.1299802900060718E-2,1.5088852783873286E-4,0.75884697998033968,0.13117158823773534,3.4513712099625893E-2,2.6847817104497795E-3,8.9832950541102186E-5,5.738574404617891E-5,37.690849529492162,1.1610688138178498,1.161062488667564,1.1718744522684514,0.22754674752354254,0.22754674752354254,0.22754674752354254,0.22754674752354254,null,null,27.827535290679386,null,null,1.1008111239860949E-5,0,0,0]
[1901,2.2027809965237539,11.01390498261877,{"$f":"IF('Calculation Sheet'!$D$59=\"YES\",(Vcc_max-C1928)*ILIM_FINAL_TOL,(Vcc_max-C1928)*($AE$13+IF(C1928>=$AE$8,$AE$7,0)+(IF(C1928>=$AE$6,C1928,0)/$AE$5)+IF(C1928>$AE$10,($AE$9/C1928),0)))","v":0.49305836944744003},0.51760669500907208,2.0085723115294662,0.47198729001070738,5.6225248560581864E-4,1.1300691918856853E-2,1.5001228957794988E-4,0.75595005667846227,0.13117954664554654,3.4516309390011379E-2,2.6849963260351939E-3,8.9840165672760985E-5,5.7390353380926129E-5,37.674666114632686,1.1608995830951065,1.1608932608611671,1.1717001926708821,0.22755711459066502,0.22755711459066502,0.22755711459066502,0.22755711459066502,null,null,27.827497992069837,null,null,1.101390498261877E-5,0,0,0]
[1902,2.2039397450753184,11.019698725376594,{"$f":"IF('Calculation Sheet'!$D$59=\"YES\",(Vcc_max-C1929)*ILIM_FINAL_TOL,(Vcc_max-C1929)*($AE$13+IF(C1929>=$AE$8,$AE$7,0)+(IF(C1929>=$AE$6,C1929,0)/$AE$5)+IF(C1929>$AE$10,($AE$9/C1929),0)))","v":0.49016143993640932},0.51470976606693741,2.0064960101480729,0.47198907435280141,5.6229733788781822E-4,1.1301575622093607E-2,1.491360512967943E-4,0.75305313330890311,0.13118744167804386,3.4518890359993337E-2,2.6852096811109116E-3,8.9847338652304654E-5,5.739493578887922E-5,37.658477108787679,1.1607296583398174,1.1607233390268423,1.1715252311382525,0.22756736936576877,0.22756736936576877,0.22756736936576877,0.22756736936576877,null,null,27.827459207569959,null,null,1.1019698725376595E-5,0,0,0]
[1903,2.2050984936268825,11.025492468134413,{"$f":"IF('Calculation Sheet'!$D$59=\"YES\",(Vcc_max-C1930)*ILIM_FINAL_TOL,(Vcc_max-C1930)*($AE$13+IF(C1930>=$AE$8,$AE$7,0)+(IF(C1930>=$AE$6,C1930,0)/$AE$5)+IF(C1930>$AE$10,($AE$9/C1930),0)))","v":0.48726451035824631},0.51181283705766889,2.0044185844805407,0.47199061322587887,5.6234192633847213E-4,1.1302454009780583E-2,1.4825981299526614E-4,0.75015620987166942,0.13119527333660846,3.4521455009663249E-2,2.6854217756774323E-3,8.985446947973319E-5,5.7399491270038183E-5,37.64228251681201,1.1605590397285543,1.160552723341159,1.1713495678515118,0.22757751185318842,0.22757751185318842,0.22757751185318842,0.22757751185318842,null,null,27.827418937349115,null,null,1.1025492468134413E-5,0,0,0]
[1904,2.206257242178447,11.031286210892237,{"$f":"IF('Calculation Sheet'!$D$59=\"YES\",(Vcc_max-C1931)*ILIM_FINAL_TOL,(Vcc_max-C1931)*($AE$13+IF(C1931>=$AE$8,$AE$7,0)+(IF(C1931>=$AE$6,C1931,0)/$AE$5)+IF(C1931>$AE$10,($AE$9/C1931),0)))","v":0.48436758071294578},0.50891590798126451,2.0023400360670838,0.47199190665072099,5.6238625095778039E-4,1.1303327081927383E-2,1.4738357467358743E-4,0.74725928636676486,0.13120304162262147,3.4524003339112541E-2,2.6856326097353111E-3,8.9861558155046595E-5,5.7404019824403019E-5,37.626082343553982,1.160387727437844,1.1603814139806417,1.1711732029915631,0.22758754205725834,0.22758754205725834,0.22758754205725834,0.22758754205725834,null,null,27.827377181576654,null,null,1.1031286210892236E-5,0,0,0]
[1905,2.207415990730011,11.037079953650055,{"$f":"IF('Calculation Sheet'!$D$59=\"YES\",(Vcc_max-C1932)*ILIM_FINAL_TOL,(Vcc_max-C1932)*($AE$13+IF(C1932>=$AE$8,$AE$7,0)+(IF(C1932>=$AE$6,C1932,0)/$AE$5)+IF(C1932>$AE$10,($AE$9/C1932),0)))","v":0.48147065100051289},0.50601897883772617,2.0002603664458083,0.47199295464810703,5.6243031174579849E-4,1.1304194838543669E-2,1.4650733633148061E-4,0.74436236279419765,0.13121074653746406,3.4526535348432752E-2,2.6858421832850476E-3,8.9868604678244868E-5,5.7408521452029238E-5,37.609876593855482,1.1602157216441684,1.1602094111217696,1.1709961367392627,0.22759745998231284,0.22759745998231284,0.22759745998231284,0.22759745998231284,null,null,27.827333940421877,null,null,1.1037079953650056E-5,0,0,0]
[1906,2.2085747392815755,11.042873696407879,{"$f":"IF('Calculation Sheet'!$D$59=\"YES\",(Vcc_max-C1933)*ILIM_FINAL_TOL,(Vcc_max-C1933)*($AE$13+IF(C1933>=$AE$8,$AE$7,0)+(IF(C1933>=$AE$6,C1933,0)/$AE$5)+IF(C1933>$AE$10,($AE$9/C1933),0)))","v":0.47857372122094249},0.50312204962705198,1.9981795771527102,0.4719937572388147,5.6247410870252645E-4,1.1305057279639041E-2,1.4563109796916773E-4,0.74146543915397134,0.13121838808251729,3.4529051037715364E-2,2.6860504963271414E-3,8.9875609049328009E-5,5.7412996152861329E-5,37.593665272551874,1.1600430225239644,1.1600367149409769,1.1708183692754199,0.22760726563268602,0.22760726563268602,0.22760726563268602,0.22760726563268602,null,null,27.827289214054044,null,null,1.1042873696407879E-5,0,0,0]
[1907,2.2097334878331396,11.048667439165699,{"$f":"IF('Calculation Sheet'!$D$59=\"YES\",(Vcc_max-C1934)*ILIM_FINAL_TOL,(Vcc_max-C1934)*($AE$13+IF(C1934>=$AE$8,$AE$7,0)+(IF(C1934>=$AE$6,C1934,0)/$AE$5)+IF(C1934>$AE$10,($AE$9/C1934),0)))","v":0.47567679137423902},0.50022512034924382,1.9960976697216846,0.47199431444361978,5.6251764182796427E-4,1.1305914405223161E-2,1.4475485958642675E-4,0.73856851544609392,0.13122596625916222,3.4531550407051803E-2,2.6862575488621476E-3,8.9882571268296019E-5,5.7417443926899292E-5,37.577448384472085,1.1598696302536244,1.1598633256146538,1.1706399007807979,0.22761695901271178,0.22761695901271178,0.22761695901271178,0.22761695901271178,null,null,27.827243002642412,null,null,1.10486674391657E-5,0,0,0]
[1908,2.2108922363847041,11.054461181923521,{"$f":"IF('Calculation Sheet'!$D$59=\"YES\",(Vcc_max-C1935)*ILIM_FINAL_TOL,(Vcc_max-C1935)*($AE$13+IF(C1935>=$AE$8,$AE$7,0)+(IF(C1935>=$AE$6,C1935,0)/$AE$5)+IF(C1935>$AE$10,($AE$9/C1935),0)))","v":0.47277986146039969},0.4973281910042997,1.9940146456845218,0.47199462628329641,5.6256091112216744E-4,1.130676621530563E-2,1.4387862118347972E-4,0.73567159167056884,0.13123348106877986,3.4534033456533608E-2,2.6864633408905658E-3,8.9889491335093386E-5,5.7421864774143128E-5,37.561225934438532,1.1596955450094955,1.1596892433191446,1.1704607314361128,0.2276265401267239,0.2276265401267239,0.2276265401267239,0.2276265401267239,null,null,27.827195306356163,null,null,1.1054461181923521E-5,0,0,0]
[1909,2.2120509849362682,11.060254924681342,{"$f":"IF('Calculation Sheet'!$D$59=\"YES\",(Vcc_max-C1936)*ILIM_FINAL_TOL,(Vcc_max-C1936)*($AE$13+IF(C1936>=$AE$8,$AE$7,0)+(IF(C1936>=$AE$6,C1936,0)/$AE$5)+IF(C1936>$AE$10,($AE$9/C1936),0)))","v":0.46988293147942639},0.49443126159222173,1.9919305065709167,0.47199469277861689,5.6260391658513598E-4,1.1307612709896053E-2,1.4300238276016008E-4,0.73277466782740408,0.13124093251275121,3.4536500186252261E-2,2.6866678724129511E-3,8.9896369249775621E-5,5.7426258694592835E-5,37.544997927267254,1.1595207669678802,1.1595144682307492,1.1702808614220344,0.22763600897905595,0.22763600897905595,0.22763600897905595,0.22763600897905595,null,null,27.827146125364472,null,null,1.1060254924681342E-5,0,0,0]
[1910,2.2132097334878327,11.066048667439166,{"$f":"IF('Calculation Sheet'!$D$59=\"YES\",(Vcc_max-C1937)*ILIM_FINAL_TOL,(Vcc_max-C1937)*($AE$13+IF(C1937>=$AE$8,$AE$7,0)+(IF(C1937>=$AE$6,C1937,0)/$AE$5)+IF(C1937>$AE$10,($AE$9/C1937),0)))","v":0.4669860014313163},0.49153433211300784,1.9898452539084652,0.4719945139503518,5.6264665821686988E-4,1.1308453889004089E-2,1.421261443166344E-4,0.72987774391660287,0.13124832059245728,3.4538950596299189E-2,2.6868711434298032E-3,8.9903205012342724E-5,5.7430625688248416E-5,37.528764367767778,1.1593452963050359,1.1593390005257227,1.170100290919186,0.22764536557404136,0.22764536557404136,0.22764536557404136,0.22764536557404136,null,null,27.827095459836457,null,null,1.1066048667439165E-5,0,0,0]
[1911,2.2143684820393972,11.071842410196986,{"$f":"IF('Calculation Sheet'!$D$59=\"YES\",(Vcc_max-C1938)*ILIM_FINAL_TOL,(Vcc_max-C1938)*($AE$13+IF(C1938>=$AE$8,$AE$7,0)+(IF(C1938>=$AE$6,C1938,0)/$AE$5)+IF(C1938>$AE$10,($AE$9/C1938),0)))","v":0.46408907131607319},0.48863740256665894,1.9877588892226727,0.47199408981926999,5.6268913601742465E-4,1.1309289752639395E-2,1.412499058526806E-4,0.72698081993817176,0.13125564530927897,3.454138468676593E-2,2.6870731539416215E-3,8.9909998622794696E-5,5.7434965755109868E-5,37.512525260743253,1.1591691331971754,1.1591628403802752,1.1699190201081442,0.22765460991601341,0.22765460991601341,0.22765460991601341,0.22765460991601341,null,null,27.827043309941224,null,null,1.1071842410196985E-5,0,0,0]
[1912,2.2155272305909612,11.077636152954808,{"$f":"IF('Calculation Sheet'!$D$59=\"YES\",(Vcc_max-C1939)*ILIM_FINAL_TOL,(Vcc_max-C1939)*($AE$13+IF(C1939>=$AE$8,$AE$7,0)+(IF(C1939>=$AE$6,C1939,0)/$AE$5)+IF(C1939>$AE$10,($AE$9/C1939),0)))","v":0.46119214113369422},0.48574047295317635,1.9856714140369549,0.47199342040613851,5.627313499868003E-4,1.1310120300811577E-2,1.4037366736846524E-4,0.72408389589211741,0.13126290666459722,3.4543802457743966E-2,2.6872739039489613E-3,8.9916750081131536E-5,5.7439278895177193E-5,37.496280610990389,1.1589922778204664,1.158985987970572,1.169737049169439,0.22766374200930517,0.22766374200930517,0.22766374200930517,0.22766374200930517,null,null,27.826989675847834,null,null,1.1077636152954808E-5,0,0,0]
[1913,2.2166859791425257,11.08342989571263,{"$f":"IF('Calculation Sheet'!$D$59=\"YES\",(Vcc_max-C1940)*ILIM_FINAL_TOL,(Vcc_max-C1940)*($AE$13+IF(C1940>=$AE$8,$AE$7,0)+(IF(C1940>=$AE$6,C1940,0)/$AE$5)+IF(C1940>$AE$10,($AE$9/C1940),0)))","v":0.4582952108841804},0.48284354327255768,1.9835828298726375,0.47199250573172263,5.6277330012499682E-4,1.1310945533530237E-2,1.394974288639883E-4,0.72118697177844304,0.13127010465979289,3.4546203909324724E-2,2.6874733934523221E-3,8.9923459387353244E-5,5.744356510845039E-5,37.480030423299461,1.1588147303510319,1.1588084434727335,1.169554378283554,0.22767276185824958,0.22767276185824958,0.22767276185824958,0.22767276185824958,null,null,27.826934557725313,null,null,1.1083429895712629E-5,0,0,0]
[1914,2.2178447276940898,11.08922363847045,{"$f":"IF('Calculation Sheet'!$D$59=\"YES\",(Vcc_max-C1941)*ILIM_FINAL_TOL,(Vcc_max-C1941)*($AE$13+IF(C1941>=$AE$8,$AE$7,0)+(IF(C1941>=$AE$6,C1941,0)/$AE$5)+IF(C1941>$AE$10,($AE$9/C1941),0)))","v":0.45539828056753245},0.47994661352480517,1.9814931382489656,0.47199134581678592,5.6281498643206973E-4,1.1311765450805034E-2,1.3862119033913878E-4,0.7182900475971562,0.13127723929624685,3.4548589041599687E-2,2.6876716224522035E-3,8.9930126541459821E-5,5.7447824394929459E-5,37.463774702454366,1.15863649096495,1.1586302070628354,1.1693710076309261,0.22768166946717938,0.22768166946717938,0.22768166946717938,0.22768166946717938,null,null,27.826877955742635,null,null,1.1089223638470451E-5,0,0,0]
[1915,2.2190034762456543,11.095017381228272,{"$f":"IF('Calculation Sheet'!$D$59=\"YES\",(Vcc_max-C1942)*ILIM_FINAL_TOL,(Vcc_max-C1942)*($AE$13+IF(C1942>=$AE$8,$AE$7,0)+(IF(C1942>=$AE$6,C1942,0)/$AE$5)+IF(C1942>$AE$10,($AE$9/C1942),0)))","v":0.45250135018374882},0.47704968370991668,1.9794023406830994,0.47198994068209016,5.6285640890801902E-4,1.1312580052645571E-2,1.3774495179402768E-4,0.71539312334825989,0.1312843105753399,3.4550957854660391E-2,2.6878685909491606E-3,8.9936751543451265E-5,5.74520567546144E-5,37.447513453232588,1.1584575598382543,1.1584512789169086,1.1691869373919457,0.22769046484042718,0.22769046484042718,0.22769046484042718,0.22769046484042718,null,null,27.826819870068771,null,null,1.1095017381228272E-5,0,0,0]
[1916,2.2201622247972184,11.100811123986093,{"$f":"IF('Calculation Sheet'!$D$59=\"YES\",(Vcc_max-C1943)*ILIM_FINAL_TOL,(Vcc_max-C1943)*($AE$13+IF(C1943>=$AE$8,$AE$7,0)+(IF(C1943>=$AE$6,C1943,0)/$AE$5)+IF(C1943>$AE$10,($AE$9/C1943),0)))","v":0.44960441973283105},0.4741527538278944,1.9773104386901239,0.4719882903483954,5.628975675528447E-4,1.1313389339061453E-2,1.3686871322854399E-4,0.71249619903176153,0.13129131849845282,3.4553310348598265E-2,2.6880642989436931E-3,8.9943334393327579E-5,5.7456262187505214E-5,37.431246680405216,1.1582779371469334,1.1582716592109392,1.1690021677469569,0.22769914798232538,0.22769914798232538,0.22769914798232538,0.22769914798232538,null,null,27.826760300872643,null,null,1.1100811123986093E-5,0,0,0]
[1917,2.2213209733487829,11.106604866743915,{"$f":"IF('Calculation Sheet'!$D$59=\"YES\",(Vcc_max-C1944)*ILIM_FINAL_TOL,(Vcc_max-C1944)*($AE$13+IF(C1944>=$AE$8,$AE$7,0)+(IF(C1944>=$AE$6,C1944,0)/$AE$5)+IF(C1944>$AE$10,($AE$9/C1944),0)))","v":0.44670748921477749},0.47125582387873616,1.975217433783045,0.47198639483645988,5.6293846236660228E-4,1.1314193310062337E-2,1.3599247464285424E-4,0.70959927464766415,0.1312982630669664,3.455564652350479E-2,2.6882587464363006E-3,8.9949875091033249E-5,5.74604406936019E-5,37.414974388736972,1.1580976230669311,1.1580913481208686,1.1688166988762569,0.22770771889720623,0.22770771889720623,0.22770771889720623,0.22770771889720623,null,null,27.826699248323127,null,null,1.1106604866743914E-5,0,0,0]
[1918,2.2224797219003474,11.112398609501739,{"$f":"IF('Calculation Sheet'!$D$59=\"YES\",(Vcc_max-C1945)*ILIM_FINAL_TOL,(Vcc_max-C1945)*($AE$13+IF(C1945>=$AE$8,$AE$7,0)+(IF(C1945>=$AE$6,C1945,0)/$AE$5)+IF(C1945>$AE$10,($AE$9/C1945),0)))","v":0.44381055862958824},0.468358893862443,1.9731233274727984,0.4719842541670401,5.6297909334929175E-4,1.1314991965657883E-2,1.3511623603684741E-4,0.70670235019597394,0.13130514428226137,3.455796637947145E-2,2.6884519334275381E-3,8.9956373636623788E-5,5.7464592272904458E-5,37.398696582986219,1.1579166177741465,1.1579103458225932,1.1686305309600971,0.22771617758940182,0.22771617758940182,0.22771617758940182,0.22771617758940182,null,null,27.826636712589071,null,null,1.1112398609501739E-5,0,0,0]
[1919,2.2236384704519114,11.118192352259557,{"$f":"IF('Calculation Sheet'!$D$59=\"YES\",(Vcc_max-C1946)*ILIM_FINAL_TOL,(Vcc_max-C1946)*($AE$13+IF(C1946>=$AE$8,$AE$7,0)+(IF(C1946>=$AE$6,C1946,0)/$AE$5)+IF(C1946>$AE$10,($AE$9/C1946),0)))","v":0.44091362797726669},0.46546196377901589,1.9710281212682497,0.47198186836089084,5.6301946050091312E-4,1.131578530585764E-2,1.3423999741041248E-4,0.70380542567669702,0.13131196214571839,3.4560269916589725E-2,2.6886438599179052E-3,8.9962830030099195E-5,5.7468716925412888E-5,37.38241326790493,1.1577349214444339,1.157728652491965,1.168443664178682,0.22772452406324409,0.22772452406324409,0.22772452406324409,0.22772452406324409,null,null,27.826572693839299,null,null,1.1118192352259557E-5,0,0,0]
[1920,{"$f":"($AE$11/2000)*(A1947)","v":2.2247972190034759},{"$f":"$AE$13*B1947*10^-3/($AE$4*10^-6)","v":11.123986095017381},{"$f":"IF('Calculation Sheet'!$D$59=\"YES\",(Vcc_max-C1947)*ILIM_FINAL_TOL,(Vcc_max-C1947)*($AE$13+IF(C1947>=$AE$8,$AE$7,0)+(IF(C1947>=$AE$6,C1947,0)/$AE$5)+IF(C1947>$AE$10,($AE$9/C1947),0)))","v":0.43801669725780756},0.46256503362845297,1.9689318166761944,0.47197923743876508,5.6305956382152189E-4,1.131657333067132E-2,1.33363758763827E-4,0.70090850108983616,0.13131871665871819,3.45625571349511E-2,2.6888345259079016E-3,8.996924427145947E-5,5.7472814651127191E-5,37.366124448238736,1.1575525342536026,1.1575462683047906,1.1682560987121693,0.22773275832306478,0.22773275832306478,0.22773275832306478,0.22773275832306478,null,null,27.826507192242591,null,null,{"$f":"IF(C1947>=$AE$6,C1947,0)/$AE$5","v":1.1123986095017382E-5},{"$f":"IF(C1947>=$AE$8,$AE$7,0)","v":0},{"$f":"IF(C1947>$AE$10,($AE$9/C1947),0)","v":0},{"$f":"(Q1947-AA1947)*IF((Vcc_max-C1947)>$F$4,1,0)","v":0}]
[1921,2.22595596755504,11.129779837775201,{"$f":"IF('Calculation Sheet'!$D$59=\"YES\",(Vcc_max-C1948)*ILIM_FINAL_TOL,(Vcc_max-C1948)*($AE$13+IF(C1948>=$AE$8,$AE$7,0)+(IF(C1948>=$AE$6,C1948,0)/$AE$5)+IF(C1948>$AE$10,($AE$9/C1948),0)))","v":0.43511976647121531},{"$f":"(D1947+((((EXP(-(B1948-B1947)*10^-3/$F$14)))*(E1947-D1947))))","v":0.45966810341075609},{"$f":"(D1947+((((EXP(-(B1948-B1947)*10^-3/$F$15)))*(F1947-D1947))))","v":1.9668344152013679},{"$f":"(D1947+((((EXP(-(B1948-B1947)*10^-3/$F$16)))*(G1947-D1947))))","v":0.47197636142141403},{"$f":"(D1947+((((EXP(-(B1948-B1947)*10^-3/$F$17)))*(H1947-D1947))))","v":5.6309940331106256E-4},{"$f":"(D1947+((((EXP(-(B1948-B1947)*10^-3/$F$18)))*(I1947-D1947))))","v":1.1317356040108473E-2},{"$f":"(D1947+((((EXP(-(B1948-B1947)*10^-3/$F$19)))*(JX1947-D1947))))","v":1.3248752009681342E-4},{"$f":"(D1947+((((EXP(-(B1948-B1947)*10^-3/$F$20)))*(K1947-D1947))))","v":0.69801157643539846},{"$f":"(D1947+((((EXP(-(B1948-B1947)*10^-3/$F$21)))*(L1947-D1947))))","v":0.13132540782264135},{"$f":"(D1947+((((EXP(-(B1948-B1947)*10^-3/$F$22)))*(M1947-D1947))))","v":3.4564828034646999E-2},2.6890239313980824E-3,8.9975616360704613E-5,5.7476885450047366E-5,37.349830128726957,{"$f":"(D1947+((((EXP(-(B1948-B1947)*10^-3/$B$14)))*(R1947-D1947))))","v":1.1573694563774179},{"$f":"(D1947+((((EXP(-(B1948-B1947)*10^-3/$B$15)))*(S1947-D1947))))","v":1.1573631934368329},{"$f":"(D1947+((((EXP(-(B1948-B1947)*10^-3/$B$16)))*(T1947-D1947))))","v":1.1680678347406708},{"$f":"(D1947+((((EXP(-(B1948-B1947)*10^-3/$B$17)))*(U1947-D1947))))","v":0.22774088037319545},{"$f":"(D1947+((((EXP(-(B1948-B1947)*10^-3/$B$18)))*(V1947-D1947))))","v":0.22774088037319545},0.22774088037319545,0.22774088037319545,null,null,27.826440207967689,null,null,1.1129779837775201E-5,0,0,0]
[1922,2.2271147161066045,11.135573580533025,{"$f":"IF('Calculation Sheet'!$D$59=\"YES\",(Vcc_max-C1949)*ILIM_FINAL_TOL,(Vcc_max-C1949)*($AE$13+IF(C1949>=$AE$8,$AE$7,0)+(IF(C1949>=$AE$6,C1949,0)/$AE$5)+IF(C1949>$AE$10,($AE$9/C1949),0)))","v":0.43222283561748637},0.45677117312592325,1.9647359183464399,0.47197324032958721,5.6313897896964615E-4,1.1318133434178757E-2,1.3161128140959377E-4,0.6951146517133866,0.13133203563886853,3.4567082615768963E-2,{"$f":"(D1948+((((EXP(-(B1949-B1948)*10^-3/$F$23)))*(N1948-D1948))))","v":2.6892120763889471E-3},{"$f":"(D1948+((((EXP(-(B1949-B1948)*10^-3/$F$24)))*(O1948-D1948))))","v":8.9981946297834625E-5},{"$f":"(D1948+((((EXP(-(B1949-B1948)*10^-3/$F$25)))*(P1948-D1948))))","v":5.7480929322173413E-5},{"$f":"$C$6+(E1949*$G$14)+(F1949*$G$15)+(G1949*$G$16)+(H1949*$G$17)+(I1949*$G$18)+(J1949*$G$19)+(K1949*$G$20)+(L1949*$G$21)+(M1949*$G$22)","v":37.333530314102497},1.1571856879915996,1.157179428063809,1.1678788724442515,0.22774889021796754,0.22774889021796754,{"$f":"(D1948+((((EXP(-(B1949-B1948)*10^-3/$B$19)))*(W1948-D1948))))","v":0.22774889021796754},{"$f":"(D1948+((((EXP(-(B1949-B1948)*10^-3/$B$20)))*(X1948-D1948))))","v":0.22774889021796754},null,null,{"$f":"$C$6+(R1949*$C$14)+(S1949*$C$15)+(T1949*$C$16)+(U1949*$C$17)+(V1949*$C$18)+(W1949*$C$19)+(X1949*$C$20)","v":27.826371741183301},null,null,1.1135573580533024E-5,0,0,0]
[1923,2.2282734646581686,11.141367323290844,{"$f":"IF('Calculation Sheet'!$D$59=\"YES\",(Vcc_max-C1950)*ILIM_FINAL_TOL,(Vcc_max-C1950)*($AE$13+IF(C1950>=$AE$8,$AE$7,0)+(IF(C1950>=$AE$6,C1950,0)/$AE$5)+IF(C1950>$AE$10,($AE$9/C1950),0)))","v":0.42932590469662513},0.45387424277395644,1.9626363276120249,0.47196987418403236,5.6317829079721715E-4,1.131890551289183E-2,1.3073504270194602E-4,0.69221772692380767,0.13133860010878023,3.4569320878408416E-2,2.6893989608810509E-3,8.9988234082793994E-5,5.7484946267449821E-5,37.317225009091999,1.1570012292718233,1.1569949723613919,1.1676892120029303,0.2277567878617123,0.2277567878617123,0.2277567878617123,0.2277567878617123,null,null,27.826301792058114,null,null,1.1141367323290844E-5,0,0,0]
[1924,2.2294322132097331,11.147161066048668,{"$f":"IF('Calculation Sheet'!$D$59=\"YES\",(Vcc_max-C1951)*ILIM_FINAL_TOL,(Vcc_max-C1951)*($AE$13+IF(C1951>=$AE$8,$AE$7,0)+(IF(C1951>=$AE$6,C1951,0)/$AE$5)+IF(C1951>$AE$10,($AE$9/C1951),0)))","v":0.42642897370862642},0.45097731235485383,1.9605356444966782,0.47196626300549538,5.6321733879383107E-4,1.1319672276257298E-2,1.2985880397409222E-4,0.68932080206666435,0.13134510123375709,3.4571542822656842E-2,2.6895845848748379E-3,8.9994479715638231E-5,5.7488936285932102E-5,37.300914218415762,1.1568160803937193,1.15680982650521,1.1674988535966797,0.22776457330876082,0.22776457330876082,0.22776457330876082,0.22776457330876082,null,null,27.826230360760757,null,null,1.1147161066048667E-5,0,0,0]
[1925,2.2305909617612976,11.152954808806488,{"$f":"IF('Calculation Sheet'!$D$59=\"YES\",(Vcc_max-C1952)*ILIM_FINAL_TOL,(Vcc_max-C1952)*($AE$13+IF(C1952>=$AE$8,$AE$7,0)+(IF(C1952>=$AE$6,C1952,0)/$AE$5)+IF(C1952>$AE$10,($AE$9/C1952),0)))","v":0.42353204265349448},0.44808038186861621,1.9584338704969046,0.47196240681472051,5.632561229594879E-4,1.1320433724284762E-2,1.2898256522592133E-4,0.68642387714196229,0.13135153901517954,3.4573748448605723E-2,2.6897689483709186E-3,9.0000683196367337E-5,5.7492899377620255E-5,37.284597946787791,1.156630241532874,1.1566239906708464,1.1673077974054253,0.227772246563444,0.227772246563444,0.227772246563444,0.227772246563444,null,null,27.826157447459838,null,null,1.1152954808806488E-5,0,0,0]
[1926,2.2317497103128616,11.15874855156431,{"$f":"IF('Calculation Sheet'!$D$59=\"YES\",(Vcc_max-C1953)*ILIM_FINAL_TOL,(Vcc_max-C1953)*($AE$13+IF(C1953>=$AE$8,$AE$7,0)+(IF(C1953>=$AE$6,C1953,0)/$AE$5)+IF(C1953>$AE$10,($AE$9/C1953),0)))","v":0.42063511153122674},0.44518345131524484,1.9563310071071591,0.47195830563245023,5.6329464329424317E-4,1.1321189856983882E-2,1.2810632645737785E-4,0.68352695214970738,0.13135791345442815,3.4575937756346542E-2,2.6899520513697373E-3,9.0006844524981311E-5,5.749683554251428E-5,37.268276198915807,1.1564437128648286,1.1564374650338403,1.1671160436090469,0.22777980763009259,0.22777980763009259,0.22777980763009259,0.22777980763009259,null,null,27.826083052323938,null,null,1.1158748551564309E-5,0,0,0]
[1927,2.2329084588644261,11.164542294322132,{"$f":"IF('Calculation Sheet'!$D$59=\"YES\",(Vcc_max-C1954)*ILIM_FINAL_TOL,(Vcc_max-C1954)*($AE$13+IF(C1954>=$AE$8,$AE$7,0)+(IF(C1954>=$AE$6,C1954,0)/$AE$5)+IF(C1954>$AE$10,($AE$9/C1954),0)))","v":0.41773818034182419},0.4422865206947374,1.954227055819846,0.4719539594794252,5.6333289979809686E-4,1.1321940674364261E-2,1.2723008766862831E-4,0.68063002708990195,0.13136422455288332,3.4578110745970725E-2,2.6901338938718489E-3,9.0012963701480153E-5,5.7500744780614177E-5,37.251948979501151,1.1562564945650797,1.1562502497696856,1.1669235923873775,0.22778725651303719,0.22778725651303719,0.22778725651303719,0.22778725651303719,null,null,27.826007175521589,null,null,1.1164542294322132E-5,0,0,0]
[1928,2.2340672074159902,11.170336037079952,{"$f":"IF('Calculation Sheet'!$D$59=\"YES\",(Vcc_max-C1955)*ILIM_FINAL_TOL,(Vcc_max-C1955)*($AE$13+IF(C1955>=$AE$8,$AE$7,0)+(IF(C1955>=$AE$6,C1955,0)/$AE$5)+IF(C1955>$AE$10,($AE$9/C1955),0)))","v":0.41484124908528752},0.43938959000709615,1.9521220181253285,0.47194936837638435,5.6337089247104899E-4,1.1322686176435559E-2,1.2635384885945067E-4,0.67773310196255276,0.1313704723119255,3.458026741756981E-2,2.6903144758777531E-3,9.0019040725808352E-5,5.7504627091919946E-5,37.235616293238991,1.1560685868090796,1.1560623450538321,1.1667304439202042,0.22779459321660819,0.22779459321660819,0.22779459321660819,0.22779459321660819,null,null,27.825929817221283,null,null,1.1170336037079952E-5,0,0,0]
[1929,2.2352259559675547,11.176129779837774,{"$f":"IF('Calculation Sheet'!$D$59=\"YES\",(Vcc_max-C1956)*ILIM_FINAL_TOL,(Vcc_max-C1956)*($AE$13+IF(C1956>=$AE$8,$AE$7,0)+(IF(C1956>=$AE$6,C1956,0)/$AE$5)+IF(C1956>$AE$10,($AE$9/C1956),0)))","v":0.41194431776161511},0.43649265925231895,1.9500158955119249,0.47194453234406486,5.6340862131309954E-4,1.1323426363207378E-2,1.2547761003012248E-4,0.67483617676766217,0.13137665673293508,3.4582407771235224E-2,2.690493797388005E-3,9.002507559802142E-5,5.7508482476431588E-5,37.219278144818162,1.1558799897722354,1.1558737510616846,1.1665365983872673,0.22780181774513586,0.22780181774513586,0.22780181774513586,0.22780181774513586,null,null,27.825850977591497,null,null,1.1176129779837775E-5,0,0,0]
[1930,2.2363847045191187,11.181923522595596,{"$f":"IF('Calculation Sheet'!$D$59=\"YES\",(Vcc_max-C1957)*ILIM_FINAL_TOL,(Vcc_max-C1957)*($AE$13+IF(C1957>=$AE$8,$AE$7,0)+(IF(C1957>=$AE$6,C1957,0)/$AE$5)+IF(C1957>$AE$10,($AE$9/C1957),0)))","v":0.40904738637080773},0.43359572843040789,1.9479086894659174,0.4719394514032022,5.6344608632430404E-4,1.1324161234689323E-2,1.2460137118031067E-4,0.67193925150523681,0.13138277781729246,3.458453180705845E-2,2.6906718584031042E-3,9.0031068318119356E-5,5.7512310934149102E-5,37.202934538921205,1.1556907036299102,1.1556844679686031,1.1663420559682609,0.22780893010295025,0.22780893010295025,0.22780893010295025,0.22780893010295025,null,null,27.82577065680066,null,null,1.1181923522595596E-5,0,0,0]
[1931,2.2375434530706833,11.187717265353417,{"$f":"IF('Calculation Sheet'!$D$59=\"YES\",(Vcc_max-C1958)*ILIM_FINAL_TOL,(Vcc_max-C1958)*($AE$13+IF(C1958>=$AE$8,$AE$7,0)+(IF(C1958>=$AE$6,C1958,0)/$AE$5)+IF(C1958>$AE$10,($AE$9/C1958),0)))","v":0.40615045491286644},0.43069879754136081,1.9458004014715491,0.47193412557453002,5.6348328750466248E-4,1.1324890790891051E-2,1.2372513231034832E-4,0.66904232617527892,0.13138883556637793,3.4586639525130969E-2,2.6908486589235503E-3,9.003701888610216E-5,5.7516112465072489E-5,37.186585480224451,1.1555007285574217,1.1554944959499034,1.1661468168428328,0.2278159302943813,0.2278159302943813,0.2278159302943813,0.2278159302943813,null,null,27.825688855017169,null,null,1.1187717265353416E-5,0,0,0]
[1932,2.2387022016222473,11.193511008111239,{"$f":"IF('Calculation Sheet'!$D$59=\"YES\",(Vcc_max-C1959)*ILIM_FINAL_TOL,(Vcc_max-C1959)*($AE$13+IF(C1959>=$AE$8,$AE$7,0)+(IF(C1959>=$AE$6,C1959,0)/$AE$5)+IF(C1959>$AE$10,($AE$9/C1959),0)))","v":0.40325352338778919},0.42780186658517999,1.9436910330110326,0.47192855487878027,5.6352022485423037E-4,1.1325615031822223E-2,1.2284889341995786E-4,0.66614540077779516,0.13139482998157181,3.4588730925544209E-2,2.6910241989498984E-3,9.0042927301969833E-5,5.7519887069201747E-5,37.170230973397992,1.1553100647300436,1.1553038351808564,1.1659508811905845,0.22782281832375872,0.22782281832375872,0.22782281832375872,0.22782281832375872,null,null,27.825605572409387,null,null,1.1193511008111239E-5,0,0,0]
[1933,2.2398609501738118,11.199304750869059,{"$f":"IF('Calculation Sheet'!$D$59=\"YES\",(Vcc_max-C1960)*ILIM_FINAL_TOL,(Vcc_max-C1960)*($AE$13+IF(C1960>=$AE$8,$AE$7,0)+(IF(C1960>=$AE$6,C1960,0)/$AE$5)+IF(C1960>$AE$10,($AE$9/C1960),0)))","v":0.40035659179557809},0.4249049355618631,1.9415805855645465,0.47192273933668305,5.635568983729522E-4,1.1326333957492385E-2,1.2197265450936134E-4,0.66324847531278741,0.13140076106425441,3.4590806008389652E-2,2.6911984784826481E-3,9.0048793565666863E-5,5.7523634746481367E-5,37.153871023105609,1.1551187123230049,1.1551124858366886,1.1657542491910711,0.2278295941954121,0.2278295941954121,0.2278295941954121,0.2278295941954121,null,null,27.825520809145637,null,null,1.1199304750869058E-5,0,0,0]
[1934,2.2410196987253763,11.205098493626883,{"$f":"IF('Calculation Sheet'!$D$59=\"YES\",(Vcc_max-C1961)*ILIM_FINAL_TOL,(Vcc_max-C1961)*($AE$13+IF(C1961>=$AE$8,$AE$7,0)+(IF(C1961>=$AE$6,C1961,0)/$AE$5)+IF(C1961>$AE$10,($AE$9/C1961),0)))","v":0.39745966013623019},0.42200800447141146,1.9394690606102443,0.47191667896896677,5.6359330806088348E-4,1.1327047567911253E-2,1.2109641557844775E-4,0.66035154978026123,0.13140662881580595,3.459286477375878E-2,2.6913714975222991E-3,9.0054617677248761E-5,5.7527355496966859E-5,37.137505634004917,1.1549266715114899,1.1549204480925819,1.1655569210238017,0.22783625791367088,0.22783625791367088,0.22783625791367088,0.22783625791367088,null,null,27.825434565394218,null,null,1.1205098493626883E-5,0,0,0]
[1935,2.2421784472769404,11.210892236384703,{"$f":"IF('Calculation Sheet'!$D$59=\"YES\",(Vcc_max-C1962)*ILIM_FINAL_TOL,(Vcc_max-C1962)*($AE$13+IF(C1962>=$AE$8,$AE$7,0)+(IF(C1962>=$AE$6,C1962,0)/$AE$5)+IF(C1962>$AE$10,($AE$9/C1962),0)))","v":0.39456272840974921},0.41911107331382585,1.9373564596242538,0.47191037379635814,5.6362945391807973E-4,1.1327755863088373E-2,1.2022017662710605E-4,0.65745462418022194,0.13141243323760665,3.4594907221743076E-2,2.6915432560694064E-3,9.0060399636715527E-5,5.7531049320658223E-5,37.121134810747314,1.1547339424706382,1.1547277221236734,1.1653588968682387,0.22784280948286426,0.22784280948286426,0.22784280948286426,0.22784280948286426,null,null,27.825346841323395,null,null,1.1210892236384703E-5,0,0,0]
[1936,2.2433371958285049,11.216685979142527,{"$f":"IF('Calculation Sheet'!$D$59=\"YES\",(Vcc_max-C1963)*ILIM_FINAL_TOL,(Vcc_max-C1963)*($AE$13+IF(C1963>=$AE$8,$AE$7,0)+(IF(C1963>=$AE$6,C1963,0)/$AE$5)+IF(C1963>$AE$10,($AE$9/C1963),0)))","v":0.39166579661613149},0.41621414208910429,1.9352427840806787,0.47190382383958196,5.6366533594454094E-4,1.1328458843033407E-2,1.193439376556138E-4,0.65455769851267154,0.1314181743310367,3.4596933352433967E-2,2.6917137541244696E-3,9.0066139444067161E-5,5.7534716217555459E-5,37.104758557977874,1.1545405253755452,1.1545343081050556,1.1651601769037985,0.22784924890732133,0.22784924890732133,0.22784924890732133,0.22784924890732133,null,null,27.82525763710137,null,null,1.1216685979142527E-5,0,0,0]
[1937,2.2444959443800689,11.222479721900346,{"$f":"IF('Calculation Sheet'!$D$59=\"YES\",(Vcc_max-C1964)*ILIM_FINAL_TOL,(Vcc_max-C1964)*($AE$13+IF(C1964>=$AE$8,$AE$7,0)+(IF(C1964>=$AE$6,C1964,0)/$AE$5)+IF(C1964>$AE$10,($AE$9/C1964),0)))","v":0.38876886475538153},0.41331721079724876,1.9331280354516061,0.47189702911936149,5.6370095414026711E-4,1.1329156507756011E-2,1.1846769866369344E-4,0.65166077277761625,0.13142385209747626,3.4598943165922935E-2,2.6918829916879883E-3,9.0071837099248153E-5,5.7538356187658568E-5,37.088376880335616,1.1543464204012617,1.1543402062117774,1.1649607613098512,0.22785557619137101,0.22785557619137101,0.22785557619137101,0.22785557619137101,null,null,27.82516695289635,null,null,1.1222479721900345E-5,0,0,0]
[1938,2.2456546929316334,11.228273464658169,{"$f":"IF('Calculation Sheet'!$D$59=\"YES\",(Vcc_max-C1965)*ILIM_FINAL_TOL,(Vcc_max-C1965)*($AE$13+IF(C1965>=$AE$8,$AE$7,0)+(IF(C1965>=$AE$6,C1965,0)/$AE$5)+IF(C1965>$AE$10,($AE$9/C1965),0)))","v":0.38587193282749405},0.41042027943825737,1.9310122152071028,0.47188998965641799,5.6373630850525824E-4,1.1329848857265734E-2,1.1759145965156703E-4,0.64876384697505807,0.13142946653830545,3.4600936662301462E-2,2.6920509687605176E-3,9.0077492602314013E-5,5.7541969230967549E-5,37.071989782453244,1.1541516277227934,1.1541454166188416,1.1647606502657206,0.22786179133934203,0.22786179133934203,0.22786179133934203,0.22786179133934203,null,null,27.825074788876481,null,null,1.122827346465817E-5,0,0,0]
[1939,2.2468134414831975,11.234067207415988,{"$f":"IF('Calculation Sheet'!$D$59=\"YES\",(Vcc_max-C1966)*ILIM_FINAL_TOL,(Vcc_max-C1966)*($AE$13+IF(C1966>=$AE$8,$AE$7,0)+(IF(C1966>=$AE$6,C1966,0)/$AE$5)+IF(C1966>$AE$10,($AE$9/C1966),0)))","v":0.38297500083247427},0.40752334801213208,1.928895324815225,0.47188270547147115,5.6377139903956985E-4,1.1330535891572291E-2,1.1671522061906803E-4,0.64586692110500321,0.13143501765490434,3.4602913841661032E-2,2.6922176853425572E-3,9.0083105953264742E-5,5.7545555347482402E-5,37.055597268957321,1.1539561475151021,1.1539499395012078,1.1645598439506843,0.22786789435556298,0.22786789435556298,0.22786789435556298,0.22786789435556298,null,null,27.824981145209879,null,null,1.1234067207415988E-5,0,0,0]
[1940,2.247972190034762,11.239860950173812,{"$f":"IF('Calculation Sheet'!$D$59=\"YES\",(Vcc_max-C1967)*ILIM_FINAL_TOL,(Vcc_max-C1967)*($AE$13+IF(C1967>=$AE$8,$AE$7,0)+(IF(C1967>=$AE$6,C1967,0)/$AE$5)+IF(C1967>$AE$10,($AE$9/C1967),0)))","v":0.38007806877031697},0.40462641651887093,1.9267773657420144,0.47187517658523886,5.6380622574320194E-4,1.1331217610685229E-2,1.1583898156630745E-4,0.64296999516745346,0.13144050544865304,3.4604874704093069E-2,2.6923831414346622E-3,9.0088677152044827E-5,5.7549114537147616E-5,37.039199344468216,1.1537599799531049,1.1537537750337903,1.1643583425439739,0.22787388524436225,0.22787388524436225,0.22787388524436225,0.22787388524436225,null,null,27.824886022064636,null,null,1.1239860950173813E-5,0,0,0]
[1941,2.2491309385863265,11.245654692931634,{"$f":"IF('Calculation Sheet'!$D$59=\"YES\",(Vcc_max-C1968)*ILIM_FINAL_TOL,(Vcc_max-C1968)*($AE$13+IF(C1968>=$AE$8,$AE$7,0)+(IF(C1968>=$AE$6,C1968,0)/$AE$5)+IF(C1968>$AE$10,($AE$9/C1968),0)))","v":0.37718113664102554},0.40172948495847477,1.9246583394515069,0.47186740301843721,5.638407886161545E-4,1.1331894014614208E-2,1.149627424932298E-4,0.64007306916241391,0.13144592992093157,3.4606819249689058E-2,2.6925473370373321E-3,9.0094206198709781E-5,5.7552646800018703E-5,37.02279601360015,1.1535631252116743,1.1535569233914593,1.1641561462247743,0.2278797640100681,0.2278797640100681,0.2278797640100681,0.2278797640100681,null,null,27.824789419608798,null,null,1.1245654692931634E-5,0,0,0]
[1942,2.2502896871378906,11.251448435689454,{"$f":"IF('Calculation Sheet'!$D$59=\"YES\",(Vcc_max-C1969)*ILIM_FINAL_TOL,(Vcc_max-C1969)*($AE$13+IF(C1969>=$AE$8,$AE$7,0)+(IF(C1969>=$AE$6,C1969,0)/$AE$5)+IF(C1969>$AE$10,($AE$9/C1969),0)))","v":0.3742842044446002},0.39883255333094475,1.922538247405732,0.47185938479178058,5.6387508765848304E-4,1.1332565103368886E-2,1.1408650339977955E-4,0.63717614308988946,0.13145129107311995,3.4608747478540425E-2,2.6927102721510665E-3,9.0099693093259603E-5,5.7556152136095662E-5,37.006387280961135,1.1533655834656382,1.1533593847490402,1.1639532551722245,0.22788553065700856,0.22788553065700856,0.22788553065700856,0.22788553065700856,null,null,27.824691338010382,null,null,1.1251448435689453E-5,0,0,0]
[1943,2.2514484356894551,11.257242178447276,{"$f":"IF('Calculation Sheet'!$D$59=\"YES\",(Vcc_max-C1970)*ILIM_FINAL_TOL,(Vcc_max-C1970)*($AE$13+IF(C1970>=$AE$8,$AE$7,0)+(IF(C1970>=$AE$6,C1970,0)/$AE$5)+IF(C1970>$AE$10,($AE$9/C1970),0)))","v":0.37138727218103901},0.39593562163627882,1.9204170910647143,0.47185112192598155,5.6390912287018757E-4,1.1333230876958866E-2,1.1321026428612324E-4,0.63427921694988187,0.13145658890659814,3.4610659390738652E-2,2.6928719467763651E-3,9.0105137835638782E-5,5.7559630545378493E-5,36.989973151153059,1.1531673548897805,1.1531611592813142,1.1637496695654175,0.22789118518951157,0.22789118518951157,0.22789118518951157,0.22789118518951157,null,null,27.824591777437366,null,null,1.1257242178447276E-5,0,0,0]
[1944,2.2526071842410191,11.263035921205098,{"$f":"IF('Calculation Sheet'!$D$59=\"YES\",(Vcc_max-C1971)*ILIM_FINAL_TOL,(Vcc_max-C1971)*($AE$13+IF(C1971>=$AE$8,$AE$7,0)+(IF(C1971>=$AE$6,C1971,0)/$AE$5)+IF(C1971>$AE$10,($AE$9/C1971),0)))","v":0.36849033985034296},0.39303868987447904,1.918294871886481,0.47184261444175102,5.6394289425126809E-4,1.1333891335393753E-2,1.1233402515203883E-4,0.63138229074239716,0.13146182342274609,3.4612554986375221E-2,2.693032360913783E-3,9.011054042590283E-5,5.7563082027867196E-5,36.97355362877164,1.1529684396588402,1.1529622471630181,1.1635453895833998,0.22789672761190485,0.22789672761190485,0.22789672761190485,0.22789672761190485,null,null,27.824490738057687,null,null,1.1263035921205098E-5,0,0,0]
[1945,2.2537659327925836,11.268829663962919,{"$f":"IF('Calculation Sheet'!$D$59=\"YES\",(Vcc_max-C1972)*ILIM_FINAL_TOL,(Vcc_max-C1972)*($AE$13+IF(C1972>=$AE$8,$AE$7,0)+(IF(C1972>=$AE$6,C1972,0)/$AE$5)+IF(C1972>$AE$10,($AE$9/C1972),0)))","v":0.36559340745251284},0.39014175804554319,1.9161715913270585,0.47183386235979807,5.639764018017801E-4,1.1334546478683205E-2,1.1145778599780387E-4,0.62848536446743686,0.1314669946229437,3.4614434265541616E-2,2.6931915145638752E-3,9.0115900864051746E-5,5.7566506583506261E-5,36.957128718406487,1.1527688379475118,1.1527626485688436,1.1633404154051719,0.22790215792851601,0.22790215792851601,0.22790215792851601,0.22790215792851601,null,null,27.824388220039268,null,null,1.1268829663962919E-5,0,0,0]
[1946,2.2549246813441477,11.274623406720741,{"$f":"IF('Calculation Sheet'!$D$59=\"YES\",(Vcc_max-C1973)*ILIM_FINAL_TOL,(Vcc_max-C1973)*($AE$13+IF(C1973>=$AE$8,$AE$7,0)+(IF(C1973>=$AE$6,C1973,0)/$AE$5)+IF(C1973>$AE$10,($AE$9/C1973),0)))","v":0.36269647498754698},0.38724482614947364,1.914047250840482,0.4718248657008301,5.6400964552172361E-4,1.1335196306836826E-2,1.1058154682314081E-4,0.62558843812500697,0.13147210250857089,3.4616297228329262E-2,2.6933494077270859E-3,9.012121915008553E-5,5.7569904212351197E-5,36.940698424641049,1.1525685499304459,1.1525623636734388,1.163134747209688,0.22790747614367241,0.22790747614367241,0.22790747614367241,0.22790747614367241,null,null,27.824284223549977,null,null,1.127462340672074E-5,0,0,0]
[1947,2.2560834298957122,11.280417149478563,{"$f":"IF('Calculation Sheet'!$D$59=\"YES\",(Vcc_max-C1974)*ILIM_FINAL_TOL,(Vcc_max-C1974)*($AE$13+IF(C1974>=$AE$8,$AE$7,0)+(IF(C1974>=$AE$6,C1974,0)/$AE$5)+IF(C1974>$AE$10,($AE$9/C1974),0)))","v":0.3597995424554461},0.38434789418626802,1.911921851878791,0.47181562448555264,5.6404262541109862E-4,1.1335840819864273E-2,1.0970530762821618E-4,0.62269151171510906,0.13147714708100747,3.4618143874829588E-2,2.6935060404039701E-3,9.0126495283948671E-5,5.7573274914402006E-5,36.924262752052663,1.1523675757822478,1.1523613926514067,1.1629283851758565,0.2279126822617013,0.2279126822617013,0.2279126822617013,0.2279126822617013,null,null,27.824178748757664,null,null,1.1280417149478563E-5,0,0,0]
[1948,2.2572421784472767,11.286210892236385,{"$f":"IF('Calculation Sheet'!$D$59=\"YES\",(Vcc_max-C1975)*ILIM_FINAL_TOL,(Vcc_max-C1975)*($AE$13+IF(C1975>=$AE$8,$AE$7,0)+(IF(C1975>=$AE$6,C1975,0)/$AE$5)+IF(C1975>$AE$10,($AE$9/C1975),0)))","v":0.35690260985621036},0.3814509621559275,1.9097953958920384,0.47180613873466953,5.6407534146990512E-4,1.1336480017775152E-2,1.0882906841297446E-4,0.61979458523774777,0.13148212834163331,3.461997420513413E-2,2.6936614125950831E-3,9.0131729265696681E-5,5.7576618689658687E-5,36.907821705212541,1.1521659156774791,1.1521597356773063,1.1627213294825394,0.22791777628692975,0.22791777628692975,0.22791777628692975,0.22791777628692975,null,null,27.824071795830125,null,null,1.1286210892236385E-5,0,0,0]
[1949,2.2584009269988408,11.292004634994205,{"$f":"IF('Calculation Sheet'!$D$59=\"YES\",(Vcc_max-C1976)*ILIM_FINAL_TOL,(Vcc_max-C1976)*($AE$13+IF(C1976>=$AE$8,$AE$7,0)+(IF(C1976>=$AE$6,C1976,0)/$AE$5)+IF(C1976>$AE$10,($AE$9/C1976),0)))","v":0.35400567718984066},0.37855403005845312,1.9076678843282902,0.47179640846888293,5.6410779369819863E-4,1.1337113900579066E-2,1.0795282917741567E-4,0.61689765869292779,0.13148704629182817,3.4621788219334315E-2,2.6938155243008688E-3,9.0136921095274047E-5,5.757993553806573E-5,36.891375288685822,1.1519635697906567,1.1519573929256521,1.1625135803085527,0.22792275822368466,0.22792275822368466,0.22792275822368466,0.22792275822368466,null,null,27.82396336493515,null,null,1.1292004634994206E-5,0,0,0]
[1950,2.2595596755504053,11.297798377752029,{"$f":"IF('Calculation Sheet'!$D$59=\"YES\",(Vcc_max-C1977)*ILIM_FINAL_TOL,(Vcc_max-C1977)*($AE$13+IF(C1977>=$AE$8,$AE$7,0)+(IF(C1977>=$AE$6,C1977,0)/$AE$5)+IF(C1977>$AE$10,($AE$9/C1977),0)))","v":0.35110874445633417},0.37565709789384283,1.9055393186336267,0.47178643370889312,5.6413998209603466E-4,1.1337742468285672E-2,1.070765899215953E-4,0.61400073208065065,0.13149190093297183,3.4623585917521571E-2,2.6939683755218824E-3,9.0142070772736282E-5,5.7583225459678644E-5,36.874923507031497,1.151760538296253,1.1517543645709138,1.1623051378326661,0.22792762807629277,0.22792762807629277,0.22792762807629277,0.22792762807629277,null,null,27.82385345624045,null,null,1.1297798377752029E-5,0,0,0]
[1951,2.2607184241019693,11.303592120509848,{"$f":"IF('Calculation Sheet'!$D$59=\"YES\",(Vcc_max-C1978)*ILIM_FINAL_TOL,(Vcc_max-C1978)*($AE$13+IF(C1978>=$AE$8,$AE$7,0)+(IF(C1978>=$AE$6,C1978,0)/$AE$5)+IF(C1978>$AE$10,($AE$9/C1978),0)))","v":0.34821181165569554},0.37276016566209857,1.9034097002521493,0.47177621447539869,5.641719066633577E-4,1.1338365720904575E-2,1.0620035064540234E-4,0.61110380540092191,0.13149669226644403,3.462536729978738E-2,2.694119966258679E-3,9.0147178298083386E-5,5.7586488454497431E-5,36.858466364802524,1.1515568213686964,1.1515506507875177,1.1620960022336035,0.22793238584908065,0.22793238584908065,0.22793238584908065,0.22793238584908065,null,null,27.823742069913742,null,null,1.1303592120509847E-5,0,0,0]
[1952,2.2618771726535338,11.309385863267671,{"$f":"IF('Calculation Sheet'!$D$59=\"YES\",(Vcc_max-C1979)*ILIM_FINAL_TOL,(Vcc_max-C1979)*($AE$13+IF(C1979>=$AE$8,$AE$7,0)+(IF(C1979>=$AE$6,C1979,0)/$AE$5)+IF(C1979>$AE$10,($AE$9/C1979),0)))","v":0.34531487878791922},0.36986323336321847,1.9012790306259781,0.47176575078909649,5.6420356740022326E-4,1.1338983658445434E-2,1.0532411134900332E-4,0.60820687865374301,0.13150142029362449,3.4627132366223223E-2,2.6942702965117027E-3,9.0152243671259846E-5,5.758972452252209E-5,36.84200386654571,1.1513524191823703,1.1513462517498443,1.1618861736900425,0.22793703154637471,0.22793703154637471,0.22793703154637471,0.22793703154637471,null,null,27.8236292061227,null,null,1.1309385863267671E-5,0,0,0]
[1953,2.2630359212050979,11.31517960602549,{"$f":"IF('Calculation Sheet'!$D$59=\"YES\",(Vcc_max-C1980)*ILIM_FINAL_TOL,(Vcc_max-C1980)*($AE$13+IF(C1980>=$AE$8,$AE$7,0)+(IF(C1980>=$AE$6,C1980,0)/$AE$5)+IF(C1980>$AE$10,($AE$9/C1980),0)))","v":0.34241794585301077},0.3669663009972044,1.8991473111952613,0.47175504267068158,5.6423496430663134E-4,1.1339596280917852E-2,1.044478720321762E-4,0.60530995183911962,0.13150608501589287,3.4628881116920529E-2,2.6944193662815086E-3,9.0157266892321175E-5,5.759293366369711E-5,36.82553601680187,1.1511473319116143,1.151141167632231,1.1616756523806147,0.22794156517250114,0.22794156517250114,0.22794156517250114,0.22794156517250114,null,null,27.823514865034944,null,null,1.1315179606025489E-5,0,0,0]
[1954,2.2641946697566624,11.320973348783314,{"$f":"IF('Calculation Sheet'!$D$59=\"YES\",(Vcc_max-C1981)*ILIM_FINAL_TOL,(Vcc_max-C1981)*($AE$13+IF(C1981>=$AE$8,$AE$7,0)+(IF(C1981>=$AE$6,C1981,0)/$AE$5)+IF(C1981>$AE$10,($AE$9/C1981),0)))","v":0.33952101285096464},0.36406936856405453,1.8970145433981698,0.47174409014084728,5.6426609738263744E-4,1.1340203588331488E-2,1.0357163269514302E-4,0.60241302495705285,0.13151068643462879,3.4630613551970779E-2,2.6945671755686518E-3,9.0162247961267372E-5,5.7596115878078002E-5,36.809062820105687,1.1509415597307233,1.1509353986089699,1.1614644384839057,0.22794598673178607,0.22794598673178607,0.22794598673178607,0.22794598673178607,null,null,27.823399046818082,null,null,1.1320973348783314E-5,0,0,0]
[1955,2.2653534183082265,11.326767091541134,{"$f":"IF('Calculation Sheet'!$D$59=\"YES\",(Vcc_max-C1982)*ILIM_FINAL_TOL,(Vcc_max-C1982)*($AE$13+IF(C1982>=$AE$8,$AE$7,0)+(IF(C1982>=$AE$6,C1982,0)/$AE$5)+IF(C1982>$AE$10,($AE$9/C1982),0)))","v":0.33662407978178549},0.3611724360637707,1.894880728670908,0.47173289322028522,5.6429696662824158E-4,1.1340805580695945E-2,1.0269539333773725E-4,0.59951609800754835,0.1315152245512119,3.4632329671465401E-2,2.6947137243736319E-3,9.0167186878042926E-5,5.7599271165664767E-5,36.792584280985828,1.1507351028139481,1.1507289448543097,1.1612525321784548,0.22795029622855534,0.22795029622855534,0.22795029622855534,0.22795029622855534,null,null,27.82328175163968,null,null,1.1326767091541134E-5,0,0,0]
[1956,2.266512166859791,11.332560834298958,{"$f":"IF('Calculation Sheet'!$D$59=\"YES\",(Vcc_max-C1983)*ILIM_FINAL_TOL,(Vcc_max-C1983)*($AE$13+IF(C1983>=$AE$8,$AE$7,0)+(IF(C1983>=$AE$6,C1983,0)/$AE$5)+IF(C1983>$AE$10,($AE$9/C1983),0)))","v":0.33372714664546954},0.3582755034963509,1.8927458684477092,0.47172145192968518,5.6432757204344375E-4,1.1341402258020827E-2,1.0181915396006991E-4,0.59661917099060724,0.13151969936702176,3.4634029475495876E-2,2.6948590126969485E-3,9.0172083642703349E-5,5.7602399526457404E-5,36.776100403964882,1.1505279613354951,1.1505218065424538,1.1610399336427559,0.22795449366713472,0.22795449366713472,0.22795449366713472,0.22795449366713472,null,null,27.823162979667256,null,null,1.1332560834298958E-5,0,0,0]
[1957,2.2676709154113555,11.338354577056778,{"$f":"IF('Calculation Sheet'!$D$59=\"YES\",(Vcc_max-C1984)*ILIM_FINAL_TOL,(Vcc_max-C1984)*($AE$13+IF(C1984>=$AE$8,$AE$7,0)+(IF(C1984>=$AE$6,C1984,0)/$AE$5)+IF(C1984>$AE$10,($AE$9/C1984),0)))","v":0.33083021344202052},0.35537857086179614,1.8906099641608445,0.47170976628973516,5.6435791362824395E-4,1.1341993620315793E-2,1.0094291456208548E-4,0.59372224390623396,0.13152411088343796,3.4635712964153631E-2,2.6950030405391012E-3,9.0176938255193129E-5,5.7605500960400402E-5,36.759611193559437,1.1503201354695261,1.150313983847562,1.1608266430552563,0.22795857905184977,0.22795857905184977,0.22795857905184977,0.22795857905184977,null,null,27.82304273106832,null,null,1.1338354577056778E-5,0,0,0]
[1958,2.2688296639629195,11.344148319814598,{"$f":"IF('Calculation Sheet'!$D$59=\"YES\",(Vcc_max-C1985)*ILIM_FINAL_TOL,(Vcc_max-C1985)*($AE$13+IF(C1985>=$AE$8,$AE$7,0)+(IF(C1985>=$AE$6,C1985,0)/$AE$5)+IF(C1985>$AE$10,($AE$9/C1985),0)))","v":0.32793328017143658},0.35248163816010764,1.8884730172406226,0.47169783632112161,5.6438799138269768E-4,1.1342579667590447E-2,1.0006667514372847E-4,0.59082531675443284,0.13152845910184,3.4637380137530149E-2,2.6951458079006452E-3,9.0181750715567777E-5,5.7608575467549272E-5,36.74311665428003,1.1501116253901589,1.1501054769437495,1.1606126605943574,0.2279625523870259,0.2279625523870259,0.2279625523870259,0.2279625523870259,null,null,27.822921006010315,null,null,1.1344148319814599E-5,0,0,0]
[1959,2.269988412514484,11.349942062572421,{"$f":"IF('Calculation Sheet'!$D$59=\"YES\",(Vcc_max-C1986)*ILIM_FINAL_TOL,(Vcc_max-C1986)*($AE$13+IF(C1986>=$AE$8,$AE$7,0)+(IF(C1986>=$AE$6,C1986,0)/$AE$5)+IF(C1986>$AE$10,($AE$9/C1986),0)))","v":0.32503634683371679},0.34958470539128317,1.8863350291153897,0.471685662044529,5.6441780530680496E-4,1.1343160399854391E-2,9.9190435705165392E-5,0.58792838953520499,0.13153274402360737,3.4639030995716913E-2,2.6952873147820799E-3,9.0186521023827293E-5,5.7611623047904015E-5,36.726616790631134,1.1499024312714667,1.1498962860050872,1.1603979864384146,0.22796641367698831,0.22796641367698831,0.22796641367698831,0.22796641367698831,null,null,27.822797804660684,null,null,1.134994206257242E-5,0,0,0]
[1960,2.2711471610660481,11.355735805330241,{"$f":"IF('Calculation Sheet'!$D$59=\"YES\",(Vcc_max-C1987)*ILIM_FINAL_TOL,(Vcc_max-C1987)*($AE$13+IF(C1987>=$AE$8,$AE$7,0)+(IF(C1987>=$AE$6,C1987,0)/$AE$5)+IF(C1987>$AE$10,($AE$9/C1987),0)))","v":0.3221394134288631},0.34668777255532485,1.8841960012115393,0.47167324348064021,5.644473554006213E-4,1.1343735817117284E-2,9.8314196246229724E-5,0.58503146224855584,0.13153696565011955,3.4640665538805349E-2,2.6954275611839607E-3,9.0191249179916166E-5,5.7614643701409118E-5,36.71011160711128,1.1496925532874789,1.1496864112056016,1.1601826207657377,0.22797016292606209,0.22797016292606209,0.22797016292606209,0.22797016292606209,null,null,27.82267312718681,null,null,1.135573580533024E-5,0,0,0]
[1961,2.2723059096176126,11.361529548088065,{"$f":"IF('Calculation Sheet'!$D$59=\"YES\",(Vcc_max-C1988)*ILIM_FINAL_TOL,(Vcc_max-C1988)*($AE$13+IF(C1988>=$AE$8,$AE$7,0)+(IF(C1988>=$AE$6,C1988,0)/$AE$5)+IF(C1988>$AE$10,($AE$9/C1988),0)))","v":0.3192424799568726},0.34379083965223056,1.8820559349535066,0.47166058065013627,5.6447664166414668E-4,1.1344305919388786E-2,9.7437956767032485E-5,0.5821345348944863,0.13154112398275594,3.4642283766886883E-2,2.6955665471067869E-3,9.0195935183889908E-5,5.7617637428120094E-5,36.693601108212945,1.1494819916121801,1.149475852719275,1.15996656375459,0.22797380013857213,0.22797380013857213,0.22797380013857213,0.22797380013857213,null,null,27.822546973756054,null,null,1.1361529548088065E-5,0,0,0]
[1962,2.2734646581691766,11.367323290845883,{"$f":"IF('Calculation Sheet'!$D$59=\"YES\",(Vcc_max-C1989)*ILIM_FINAL_TOL,(Vcc_max-C1989)*($AE$13+IF(C1989>=$AE$8,$AE$7,0)+(IF(C1989>=$AE$6,C1989,0)/$AE$5)+IF(C1989>$AE$10,($AE$9/C1989),0)))","v":0.31634554641774998},0.34089390668200237,1.879914831763779,0.47164767357369647,5.6450566409738112E-4,1.13448707066785E-2,9.6561717267462654E-5,0.57923760747300168,0.13154521902289598,3.4643885680052999E-2,2.6957042725510583E-3,9.0200579035693007E-5,5.7620604228036942E-5,36.677085298422625,1.1492707464195111,1.1492646107200457,1.1597498155831889,0.22797732531884315,0.22797732531884315,0.22797732531884315,0.22797732531884315,null,null,27.822419344535717,null,null,1.1367323290845883E-5,0,0,0]
[1963,2.2746234067207411,11.373117033603707,{"$f":"IF('Calculation Sheet'!$D$59=\"YES\",(Vcc_max-C1990)*ILIM_FINAL_TOL,(Vcc_max-C1990)*($AE$13+IF(C1990>=$AE$8,$AE$7,0)+(IF(C1990>=$AE$6,C1990,0)/$AE$5)+IF(C1990>$AE$10,($AE$9/C1990),0)))","v":0.31344861281148967},0.33799697364463832,1.8777726930628917,0.47163452227199837,5.6453442270032461E-4,1.134543017899603E-2,9.5685477747686765E-5,0.57634067998410288,0.13154925077191904,3.4645471278395124E-2,2.6958407375173299E-3,9.0205180735380974E-5,5.7623544101104152E-5,36.660564182220845,1.1490588178833678,1.149052685381807,1.1595323764297063,0.22798073847119973,0.22798073847119973,0.22798073847119973,0.22798073847119973,null,null,27.822290239693121,null,null,1.1373117033603707E-5,0,0,0]
[1964,2.2757821552723057,11.378910776361529,{"$f":"IF('Calculation Sheet'!$D$59=\"YES\",(Vcc_max-C1991)*ILIM_FINAL_TOL,(Vcc_max-C1991)*($AE$13+IF(C1991>=$AE$8,$AE$7,0)+(IF(C1991>=$AE$6,C1991,0)/$AE$5)+IF(C1991>$AE$10,($AE$9/C1991),0)))","v":0.31055167913809539},0.33510004054013925,1.875629520269436,0.47162112676571777,5.6456291747303267E-4,1.1345984336351034E-2,9.4809238207538282E-5,0.57344375242779411,0.13155321923120444,3.4647040562004738E-2,2.6959759420061014E-3,9.0209740282898299E-5,5.7626457047377233E-5,36.644037764082071,1.1488462061776026,1.1488400768784091,1.1593142464722677,0.22798403959996627,0.22798403959996627,0.22798403959996627,0.22798403959996627,null,null,27.822159659395496,null,null,1.1378910776361529E-5,0,0,0]
[1965,2.2769409038238697,11.384704519119349,{"$f":"IF('Calculation Sheet'!$D$59=\"YES\",(Vcc_max-C1992)*ILIM_FINAL_TOL,(Vcc_max-C1992)*($AE$13+IF(C1992>=$AE$8,$AE$7,0)+(IF(C1992>=$AE$6,C1992,0)/$AE$5)+IF(C1992>$AE$10,($AE$9/C1992),0)))","v":0.30765474539756704},0.33220310736850633,1.8734853148000599,0.4716074870755288,5.6459114841550528E-4,1.1346533178753115E-2,9.3932998647072719E-5,0.57054682480407948,0.13155712440213152,3.4648593530973271E-2,2.6961098860178723E-3,9.0214257678300491E-5,5.7629343066856187E-5,36.627506048474899,1.1486329114760232,1.1486267853836571,1.159095425888953,0.22798722870946697,0.22798722870946697,0.22798722870946697,0.22798722870946697,null,null,27.822027603810074,null,null,1.138470451911935E-5,0,0,0]
[1966,2.2780996523754342,11.390498261877172,{"$f":"IF('Calculation Sheet'!$D$59=\"YES\",(Vcc_max-C1993)*ILIM_FINAL_TOL,(Vcc_max-C1993)*($AE$13+IF(C1993>=$AE$8,$AE$7,0)+(IF(C1993>=$AE$6,C1993,0)/$AE$5)+IF(C1993>$AE$10,($AE$9/C1993),0)))","v":0.30475781158990295},0.32930617412973751,1.871340078069468,0.47159360322210375,5.6461911552779798E-4,1.1347076706211878E-2,9.3056759066345585E-5,0.56764989711295977,0.13156096628607955,3.4650130185392203E-2,2.6962425695531977E-3,9.0218732921587552E-5,5.7632202159485502E-5,36.610969039861878,1.1484189339523931,1.1484128110713121,1.1588759148577958,0.22799030580402591,0.22799030580402591,0.22799030580402591,0.22799030580402591,null,null,27.821894073104026,null,null,1.1390498261877171E-5,0,0,0]
[1967,2.2792584009269983,11.396292004634994,{"$f":"IF('Calculation Sheet'!$D$59=\"YES\",(Vcc_max-C1994)*ILIM_FINAL_TOL,(Vcc_max-C1994)*($AE$13+IF(C1994>=$AE$8,$AE$7,0)+(IF(C1994>=$AE$6,C1994,0)/$AE$5)+IF(C1994>$AE$10,($AE$9/C1994),0)))","v":0.30186087771510395},0.32640924082383482,1.8691938114904301,0.47157947522611315,5.6464681880985523E-4,1.1347614918736981E-2,9.2180519465245858E-5,0.56475296935444019,0.13156474488442779,3.4651650525352962E-2,2.6963739926125774E-3,9.022316601270397E-5,5.7635034325320689E-5,36.594426742699639,1.1482042737804319,1.148198154115091,1.1586557135567845,0.22799327088796698,0.22799327088796698,0.22799327088796698,0.22799327088796698,null,null,27.8217590674445,null,null,1.1396292004634994E-5,0,0,0]
[1968,2.2804171494785628,11.402085747392814,{"$f":"IF('Calculation Sheet'!$D$59=\"YES\",(Vcc_max-C1995)*ILIM_FINAL_TOL,(Vcc_max-C1995)*($AE$13+IF(C1995>=$AE$8,$AE$7,0)+(IF(C1995>=$AE$6,C1995,0)/$AE$5)+IF(C1995>$AE$10,($AE$9/C1995),0)))","v":0.29896394377317087},0.32351230745079607,1.8670465164737768,0.4715651031082258,5.6467425826173256E-4,1.1348147816338028E-2,9.1304279843884562E-5,0.56185604152852142,0.13156846019855548,3.465315455094703E-2,2.6965041551965108E-3,9.0227556951705257E-5,5.7637839564361748E-5,36.577879161438851,1.1479889311338147,1.1479828146886664,1.158434822163861,0.22799612396561392,0.22799612396561392,0.22799612396561392,0.22799612396561392,null,null,27.821622586998636,null,null,1.1402085747392814E-5,0,0,0]
[1969,2.2815758980301268,11.407879490150636,{"$f":"IF('Calculation Sheet'!$D$59=\"YES\",(Vcc_max-C1996)*ILIM_FINAL_TOL,(Vcc_max-C1996)*($AE$13+IF(C1996>=$AE$8,$AE$7,0)+(IF(C1996>=$AE$6,C1996,0)/$AE$5)+IF(C1996>$AE$10,($AE$9/C1996),0)))","v":0.29606700976410205},0.32061537401062357,1.8648981944284098,0.47155048688910878,5.6470143388348548E-4,1.1348675399024677E-2,9.0428040202206184E-5,0.55895911363520867,0.13157211222984178,3.4654642262265833E-2,2.696633057305553E-3,9.02319057385359E-5,5.7640617876553168E-5,36.561326300524264,1.1477729061861726,1.1477667929656672,1.1582132408569212,0.22799886504129027,0.22799886504129027,0.22799886504129027,0.22799886504129027,null,null,27.82148463193348,null,null,1.1407879490150637E-5,0,0,0]
[1970,2.2827346465816913,11.413673232908456,{"$f":"IF('Calculation Sheet'!$D$59=\"YES\",(Vcc_max-C1997)*ILIM_FINAL_TOL,(Vcc_max-C1997)*($AE$13+IF(C1997>=$AE$8,$AE$7,0)+(IF(C1997>=$AE$6,C1997,0)/$AE$5)+IF(C1997>$AE$10,($AE$9/C1997),0)))","v":0.29317007568789916},0.31771844050331499,1.8627488467612965,0.47153562658942738,5.6472834567505847E-4,1.1349197666806532E-2,8.9551800540266235E-5,0.5560621856745025,0.13157570097966587,3.46561136594008E-2,2.6967606989402038E-3,9.0236212373251412E-5,5.7643369261950461E-5,36.544768164394654,1.1475561991110919,1.1475500891196773,1.1579909698138158,0.22800149411931944,0.22800149411931944,0.22800149411931944,0.22800149411931944,null,null,27.821345202416108,null,null,1.1413673232908456E-5,0,0,0]
[1971,2.2838933951332554,11.419466975666278,{"$f":"IF('Calculation Sheet'!$D$59=\"YES\",(Vcc_max-C1998)*ILIM_FINAL_TOL,(Vcc_max-C1998)*($AE$13+IF(C1998>=$AE$8,$AE$7,0)+(IF(C1998>=$AE$6,C1998,0)/$AE$5)+IF(C1998>$AE$10,($AE$9/C1998),0)))","v":0.29027314154456052},0.31482150692887267,1.8605984748774806,0.47152052222984514,5.6475499363650705E-4,1.1349714619693252E-2,8.8675560857953695E-5,0.55316525764640789,0.13157922644940689,3.4657568742443412E-2,2.6968870801009626E-3,9.0240476855796281E-5,5.7646093720553626E-5,36.528204757482911,1.1473388100821158,1.1473327033242371,1.1577680092123488,0.22800401120402466,0.22800401120402466,0.22800401120402466,0.22800401120402466,null,null,27.821204298613509,null,null,1.1419466975666278E-5,0,0,0]
[1972,2.2850521436848199,11.4252607184241,{"$f":"IF('Calculation Sheet'!$D$59=\"YES\",(Vcc_max-C1999)*ILIM_FINAL_TOL,(Vcc_max-C1999)*($AE$13+IF(C1999>=$AE$8,$AE$7,0)+(IF(C1999>=$AE$6,C1999,0)/$AE$5)+IF(C1999>$AE$10,($AE$9/C1999),0)))","v":0.28737620733408692},0.31192457328729434,1.8584470801800772,0.47150517383102386,5.6478137776788673E-4,1.135022625769444E-2,8.7799321155379584E-5,0.55026832955092564,0.13158268864044395,3.4659007511485096E-2,2.6970122007883846E-3,9.0244699186226018E-5,5.7648791252307152E-5,36.511636084215979,1.1471207392727425,1.1471146357528426,1.1575443592302794,0.22800641629972898,0.22800641629972898,0.22800641629972898,0.22800641629972898,null,null,27.821061920692664,null,null,1.1425260718424101E-5,0,0,0]
[1973,2.2862108922363844,11.431054461181924,{"$f":"IF('Calculation Sheet'!$D$59=\"YES\",(Vcc_max-C2000)*ILIM_FINAL_TOL,(Vcc_max-C2000)*($AE$13+IF(C2000>=$AE$8,$AE$7,0)+(IF(C2000>=$AE$6,C2000,0)/$AE$5)+IF(C2000>$AE$10,($AE$9/C2000),0)))","v":0.28447927305647758},0.30902763957858109,1.8562946640702815,0.47148958141362363,5.6480749806914199E-4,1.13507325808197E-2,8.6923081432488392E-5,0.54737140138805951,0.1315860875541561,3.4660429966617334E-2,2.6971360610029693E-3,9.0248879364485113E-5,5.765146185726655E-5,36.495062149014892,1.1469019868564265,1.1468958865789456,1.1573200200453202,0.22800870941075529,0.22800870941075529,0.22800870941075529,0.22800870941075529,null,null,27.820918068820539,null,null,1.1431054461181924E-5,0,0,0]
[1974,2.2873696407879485,11.436848203939743,{"$f":"IF('Calculation Sheet'!$D$59=\"YES\",(Vcc_max-C2001)*ILIM_FINAL_TOL,(Vcc_max-C2001)*($AE$13+IF(C2001>=$AE$8,$AE$7,0)+(IF(C2001>=$AE$6,C2001,0)/$AE$5)+IF(C2001>$AE$10,($AE$9/C2001),0)))","v":0.28158233871173594},0.30613070580273388,1.8541412279473697,0.47147374499830275,5.6483335454032835E-4,1.1351233589078691E-2,8.6046841689280118E-5,0.54447447315781328,0.13158942319192238,3.4661836107931526E-2,2.697258660745272E-3,9.0253017390629076E-5,5.765410553537631E-5,36.47848295629484,1.1466825530065781,1.1466764559759537,1.1570949918351379,0.22801089054142634,0.22801089054142634,0.22801089054142634,0.22801089054142634,null,null,27.82077274316401,null,null,1.1436848203939743E-5,0,0,0]
[1975,2.288528389339513,11.442641946697567,{"$f":"IF('Calculation Sheet'!$D$59=\"YES\",(Vcc_max-C2002)*ILIM_FINAL_TOL,(Vcc_max-C2002)*($AE$13+IF(C2002>=$AE$8,$AE$7,0)+(IF(C2002>=$AE$6,C2002,0)/$AE$5)+IF(C2002>$AE$10,($AE$9/C2002),0)))","v":0.27868540429985678},0.30323377195975088,1.8519867732086974,0.47145766460571781,5.6485894718150131E-4,1.1351729282481016E-2,8.5170601925754763E-5,0.54157754486018761,0.13159269555512182,3.4663225935519126E-2,2.6973800000157921E-3,9.0257113264602395E-5,5.7656722286691942E-5,36.461898510465041,1.1464624378965629,1.1464563441172306,1.1568692747773539,0.22801295969606467,0.22801295969606467,0.22801295969606467,0.22801295969606467,null,null,27.820625943889969,null,null,1.1442641946697566E-5,0,0,0]
[1976,2.289687137891077,11.448435689455385,{"$f":"IF('Calculation Sheet'!$D$59=\"YES\",(Vcc_max-C2003)*ILIM_FINAL_TOL,(Vcc_max-C2003)*($AE$13+IF(C2003>=$AE$8,$AE$7,0)+(IF(C2003>=$AE$6,C2003,0)/$AE$5)+IF(C2003>$AE$10,($AE$9/C2003),0)))","v":0.27578846982084532},0.3003368380496339,1.8498313012497101,0.47144134025652357,5.6488427599260538E-4,1.1352219661036278E-2,8.4294362141912327E-5,0.53868061649518717,0.1315959046451334,3.4664599449471617E-2,2.6975000788150294E-3,9.0261166986460584E-5,5.7659312111213445E-5,36.445308815928897,1.1462416416997034,1.1462355511760962,1.1566428690495436,0.22801491687899267,0.22801491687899267,0.22801491687899267,0.22801491687899267,null,null,27.820477671165257,null,null,1.1448435689455386E-5,0,0,0]
[1977,2.2908458864426415,11.454229432213209,{"$f":"IF('Calculation Sheet'!$D$59=\"YES\",(Vcc_max-C2004)*ILIM_FINAL_TOL,(Vcc_max-C2004)*($AE$13+IF(C2004>=$AE$8,$AE$7,0)+(IF(C2004>=$AE$6,C2004,0)/$AE$5)+IF(C2004>$AE$10,($AE$9/C2004),0)))","v":0.27289153527469623},0.29743990407238108,1.8476748134639374,0.47142477197137311,5.6490934097369605E-4,1.1352704724754137E-2,8.3418122337863831E-5,0.53578368806281262,0.13159905046333609,3.4665956649880425E-2,2.6976188971434834E-3,9.0265178556148129E-5,5.766187500888531E-5,36.428713877083865,1.1460201645892774,1.1460140773258256,1.1564157748292367,0.22801676209453259,0.22801676209453259,0.22801676209453259,0.22801676209453259,null,null,27.820327925156672,null,null,1.1454229432213209E-5,0,0,0]
[1978,2.2920046349942056,11.460023174971029,{"$f":"IF('Calculation Sheet'!$D$59=\"YES\",(Vcc_max-C2005)*ILIM_FINAL_TOL,(Vcc_max-C2005)*($AE$13+IF(C2005>=$AE$8,$AE$7,0)+(IF(C2005>=$AE$6,C2005,0)/$AE$5)+IF(C2005>$AE$10,($AE$9/C2005),0)))","v":0.26999460066141412},0.29454297002799429,1.8455173112430034,0.47140795977091776,5.6493414212482884E-4,1.1353184473644251E-2,8.2541882513387232E-5,0.53288675956306863,0.13160213301110879,3.4667297536836977E-2,2.6977364550017091E-3,9.0269147973665032E-5,5.7664410979763048E-5,36.412113698321591,1.1457980067385185,1.14579192273965,1.1561879922939169,0.22801849534700647,0.22801849534700647,0.22801849534700647,0.22801849534700647,null,null,27.820176706030974,null,null,1.146002317497103E-5,0,0,0]
[1979,2.2931633835457701,11.465816917728851,{"$f":"IF('Calculation Sheet'!$D$59=\"YES\",(Vcc_max-C2006)*ILIM_FINAL_TOL,(Vcc_max-C2006)*($AE$13+IF(C2006>=$AE$8,$AE$7,0)+(IF(C2006>=$AE$6,C2006,0)/$AE$5)+IF(C2006>$AE$10,($AE$9/C2006),0)))","v":0.26709766598099616},0.29164603591647159,1.8433587959766227,0.47139090367580699,5.6495867944594824E-4,1.1353658907716169E-2,8.1665642668704574E-5,0.52998983099595576,0.13160515228983038,3.4668622110432729E-2,2.6978527523902618E-3,9.0273075239066802E-5,5.7666920023791146E-5,36.395508284027841,1.1455751683206166,1.1455690875907569,1.1559595216210221,0.22802011664073618,0.22802011664073618,0.22802011664073618,0.22802011664073618,null,null,27.820024013954921,null,null,1.1465816917728851E-5,0,0,0]
[1980,2.2943221320973346,11.471610660486673,{"$f":"IF('Calculation Sheet'!$D$59=\"YES\",(Vcc_max-C2007)*ILIM_FINAL_TOL,(Vcc_max-C2007)*($AE$13+IF(C2007>=$AE$8,$AE$7,0)+(IF(C2007>=$AE$6,C2007,0)/$AE$5)+IF(C2007>$AE$10,($AE$9/C2007),0)))","v":0.26420073123344334},0.28874910173781398,1.8411992690526073,0.47137360370668868,5.6498295293710976E-4,1.1354128026979604E-2,8.0789402803649324E-5,0.52709290236147754,0.13160810830087974,3.4669930370759133E-2,2.6979677893095855E-3,9.027696035229793E-5,5.7669402141025117E-5,36.378897638582515,1.145351649508717,1.1453455720522894,1.155730362987945,0.22802162598004347,0.22802162598004347,0.22802162598004347,0.22802162598004347,null,null,27.819869849095205,null,null,1.1471610660486673E-5,0,0,0]
[1981,2.2954808806488987,11.477404403244496,{"$f":"IF('Calculation Sheet'!$D$59=\"YES\",(Vcc_max-C2008)*ILIM_FINAL_TOL,(Vcc_max-C2008)*($AE$13+IF(C2008>=$AE$8,$AE$7,0)+(IF(C2008>=$AE$6,C2008,0)/$AE$5)+IF(C2008>$AE$10,($AE$9/C2008),0)))","v":0.26130379641875556},0.28585216749202252,1.8390387318568691,0.47135605988420892,5.650069625983134E-4,1.1354591831444105E-2,7.9913162918276992E-5,0.52419597365963777,0.13161100104563572,3.4671222317907646E-2,2.6980815657602353E-3,9.0280803313413927E-5,5.7671857331409448E-5,36.362281766359686,1.1451274504759217,1.1451213762973464,1.155500516572032,0.2280230233692499,0.2280230233692499,0.2280230233692499,0.2280230233692499,null,null,27.819714211618496,null,null,1.1477404403244496E-5,0,0,0]
[1982,2.2966396292004632,11.483198146002316,{"$f":"IF('Calculation Sheet'!$D$59=\"YES\",(Vcc_max-C2009)*ILIM_FINAL_TOL,(Vcc_max-C2009)*($AE$13+IF(C2009>=$AE$8,$AE$7,0)+(IF(C2009>=$AE$6,C2009,0)/$AE$5)+IF(C2009>$AE$10,($AE$9/C2009),0)))","v":0.25840686153693376},0.28295523317909499,1.8368771857734183,0.47133827222901198,5.6503070842961467E-4,1.1355050321119331E-2,7.903692301264309E-5,0.52129904489043655,0.13161383052547709,3.4672497951969694E-2,2.6981940817427108E-3,9.028460412235928E-5,5.7674285594999652E-5,36.345660671727593,1.1449025713952881,1.1448965004989833,1.1552699825505841,0.22802430881267685,0.22802430881267685,0.22802430881267685,0.22802430881267685,null,null,27.819557101691426,null,null,1.1483198146002315E-5,0,0,0]
[1983,2.2977983777520272,11.488991888760138,{"$f":"IF('Calculation Sheet'!$D$59=\"YES\",(Vcc_max-C2010)*ILIM_FINAL_TOL,(Vcc_max-C2010)*($AE$13+IF(C2010>=$AE$8,$AE$7,0)+(IF(C2010>=$AE$6,C2010,0)/$AE$5)+IF(C2010>$AE$10,($AE$9/C2010),0)))","v":0.25550992658797617},0.28005829879903377,1.8347146321843719,0.47132024076174051,5.6505419043101357E-4,1.1355503496014913E-2,7.8160683086636595E-5,0.51840211605387876,0.13161659674178264,3.4673757273036704E-2,2.6983053372575672E-3,9.0288362779189502E-5,5.7676686931740218E-5,36.329034359048634,1.1446770124398296,1.144670944830211,1.1550387611008563,0.22802548231464553,0.22802548231464553,0.22802548231464553,0.22802548231464553,null,null,27.819398519480583,null,null,1.1488991888760138E-5,0,0,0]
[1984,{"$f":"($AE$11/2000)*(A2011)","v":2.2989571263035917},{"$f":"$AE$13*B2011*10^-3/($AE$4*10^-6)","v":11.49478563151796},{"$f":"IF('Calculation Sheet'!$D$59=\"YES\",(Vcc_max-C2011)*ILIM_FINAL_TOL,(Vcc_max-C2011)*($AE$13+IF(C2011>=$AE$8,$AE$7,0)+(IF(C2011>=$AE$6,C2011,0)/$AE$5)+IF(C2011>$AE$10,($AE$9/C2011),0)))","v":0.25261299157188372},0.27716136435183647,1.8325510724699503,0.47130196550303521,5.650774086025101E-4,1.1355951356140481E-2,7.7284443140424042E-5,0.51550518714996452,0.13161929969593111,3.467500028120013E-2,2.6984153323053039E-3,9.029207928384908E-5,5.7679061341686655E-5,36.312402832679382,1.1444507737825158,1.1444447094639967,1.1548068524000583,0.22802654387947702,0.22802654387947702,0.22802654387947702,0.22802654387947702,null,null,27.819238465152541,null,null,{"$f":"IF(C2011>=$AE$6,C2011,0)/$AE$5","v":1.1494785631517959E-5},{"$f":"IF(C2011>=$AE$8,$AE$7,0)","v":0},{"$f":"IF(C2011>$AE$10,($AE$9/C2011),0)","v":0},{"$f":"(Q2011-AA2011)*IF((Vcc_max-C2011)>$F$4,1,0)","v":0}]
[1985,2.3001158748551558,11.50057937427578,{"$f":"IF('Calculation Sheet'!$D$59=\"YES\",(Vcc_max-C2012)*ILIM_FINAL_TOL,(Vcc_max-C2012)*($AE$13+IF(C2012>=$AE$8,$AE$7,0)+(IF(C2012>=$AE$6,C2012,0)/$AE$5)+IF(C2012>$AE$10,($AE$9/C2012),0)))","v":0.24971605648865716},{"$f":"(D2011+((((EXP(-(B2012-B2011)*10^-3/$F$14)))*(E2011-D2011))))","v":0.27426442983750532},{"$f":"(D2011+((((EXP(-(B2012-B2011)*10^-3/$F$15)))*(F2011-D2011))))","v":1.8303865080084867},{"$f":"(D2011+((((EXP(-(B2012-B2011)*10^-3/$F$16)))*(G2011-D2011))))","v":0.47128344647353526},{"$f":"(D2011+((((EXP(-(B2012-B2011)*10^-3/$F$17)))*(H2011-D2011))))","v":5.6510036294415977E-4},{"$f":"(D2011+((((EXP(-(B2012-B2011)*10^-3/$F$18)))*(I2011-D2011))))","v":1.135639390150564E-2},{"$f":"(D2011+((((EXP(-(B2012-B2011)*10^-3/$F$19)))*(JX2011-D2011))))","v":7.6408203173783384E-5},{"$f":"(D2011+((((EXP(-(B2012-B2011)*10^-3/$F$20)))*(K2011-D2011))))","v":0.51260825817869848},{"$f":"(D2011+((((EXP(-(B2012-B2011)*10^-3/$F$21)))*(L2011-D2011))))","v":0.13162193938930122},{"$f":"(D2011+((((EXP(-(B2012-B2011)*10^-3/$F$22)))*(M2011-D2011))))","v":3.4676226976551427E-2},2.6985240668864485E-3,9.0295753636338016E-5,5.7681408824783453E-5,36.295766096970631,{"$f":"(D2011+((((EXP(-(B2012-B2011)*10^-3/$B$14)))*(R2011-D2011))))","v":1.144223855596272},{"$f":"(D2011+((((EXP(-(B2012-B2011)*10^-3/$B$15)))*(S2011-D2011))))","v":1.144217794573263},{"$f":"(D2011+((((EXP(-(B2012-B2011)*10^-3/$B$16)))*(T2011-D2011))))","v":1.1545742566253536},{"$f":"(D2011+((((EXP(-(B2012-B2011)*10^-3/$B$17)))*(U2011-D2011))))","v":0.22802749351149221},{"$f":"(D2011+((((EXP(-(B2012-B2011)*10^-3/$B$18)))*(V2011-D2011))))","v":0.22802749351149221},0.22802749351149221,0.22802749351149221,null,null,27.819076938873838,null,null,1.1500579374275781E-5,0,0,0]
[1986,2.3012746234067203,11.506373117033602,{"$f":"IF('Calculation Sheet'!$D$59=\"YES\",(Vcc_max-C2013)*ILIM_FINAL_TOL,(Vcc_max-C2013)*($AE$13+IF(C2013>=$AE$8,$AE$7,0)+(IF(C2013>=$AE$6,C2013,0)/$AE$5)+IF(C2013>$AE$10,($AE$9/C2013),0)))","v":0.24681912133829487},0.2713674952560382,1.828220940176422,0.47126468369387786,5.6512305345593483E-4,1.1356831132120049E-2,7.5531963186964424E-5,0.50971132914008088,0.13162451582327164,3.4677437359182023E-2,{"$f":"(D2012+((((EXP(-(B2013-B2012)*10^-3/$F$23)))*(N2012-D2012))))","v":2.6986315410015282E-3},{"$f":"(D2012+((((EXP(-(B2013-B2012)*10^-3/$F$24)))*(O2012-D2012))))","v":9.0299385836711821E-5},{"$f":"(D2012+((((EXP(-(B2013-B2012)*10^-3/$F$25)))*(P2012-D2012))))","v":5.7683729381086124E-5},{"$f":"$C$6+(E2013*$G$14)+(F2013*$G$15)+(G2013*$G$16)+(H2013*$G$17)+(I2013*$G$18)+(J2013*$G$19)+(K2013*$G$20)+(L2013*$G$21)+(M2013*$G$22)","v":36.279124156267308},1.14399625805398,1.1439902003308893,1.1543409739538606,0.22802833121501181,0.22802833121501181,{"$f":"(D2012+((((EXP(-(B2013-B2012)*10^-3/$B$19)))*(W2012-D2012))))","v":0.22802833121501181},{"$f":"(D2012+((((EXP(-(B2013-B2012)*10^-3/$B$20)))*(X2012-D2012))))","v":0.22802833121501181},null,null,{"$f":"$C$6+(R2013*$C$14)+(S2013*$C$15)+(T2013*$C$16)+(U2013*$C$17)+(V2013*$C$18)+(W2013*$C$19)+(X2013*$C$20)","v":27.818913940810948},null,null,1.1506373117033602E-5,0,0,0]
[1987,2.3024333719582848,11.512166859791426,{"$f":"IF('Calculation Sheet'!$D$59=\"YES\",(Vcc_max-C2014)*ILIM_FINAL_TOL,(Vcc_max-C2014)*($AE$13+IF(C2014>=$AE$8,$AE$7,0)+(IF(C2014>=$AE$6,C2014,0)/$AE$5)+IF(C2014>$AE$10,($AE$9/C2014),0)))","v":0.24392218612079672},0.26847056060743624,1.8260543703483141,0.47124567718469867,5.6514548013786303E-4,1.135726304799331E-2,7.465572317977287E-5,0.50681440003411515,0.13162702899922102,3.4678631429183371E-2,2.6987377546510427E-3,9.0302975884942738E-5,5.7686023010566911E-5,36.262477014908619,1.1437679813284771,1.1437619269097103,1.1541070045626516,0.22802905699435638,0.22802905699435638,0.22802905699435638,0.22802905699435638,null,null,27.818749471130349,null,null,1.1512166859791427E-5,0,0,0]
[1988,2.3035921205098489,11.517960602549245,{"$f":"IF('Calculation Sheet'!$D$59=\"YES\",(Vcc_max-C2015)*ILIM_FINAL_TOL,(Vcc_max-C2015)*($AE$13+IF(C2015>=$AE$8,$AE$7,0)+(IF(C2015>=$AE$6,C2015,0)/$AE$5)+IF(C2015>$AE$10,($AE$9/C2015),0)))","v":0.24102525083616635},0.2655736258917003,1.8238867998968378,0.47122642696663153,5.6516764298997213E-4,1.1357689649135028E-2,7.377948315223648E-5,0.50391747086080474,0.131629478918528,3.4679809186646898E-2,2.6988427078355193E-3,9.0306523781003012E-5,5.7688289713225815E-5,36.24582467722793,1.1435390255925568,1.1435329744825176,1.1538723486287534,0.22802967085384632,0.22802967085384632,0.22802967085384632,0.22802967085384632,null,null,27.81858352999846,null,null,1.1517960602549245E-5,0,0,0]
[1989,2.3047508690614134,11.523754345307069,{"$f":"IF('Calculation Sheet'!$D$59=\"YES\",(Vcc_max-C2016)*ILIM_FINAL_TOL,(Vcc_max-C2016)*($AE$13+IF(C2016>=$AE$8,$AE$7,0)+(IF(C2016>=$AE$6,C2016,0)/$AE$5)+IF(C2016>$AE$10,($AE$9/C2016),0)))","v":0.23812831548439845},0.26267669110882852,1.8217182301927846,0.47120693306030847,5.6518954201228988E-4,1.135811093555486E-2,7.2903243104466275E-5,0.50102054162014986,0.13163186558257114,3.468097063166406E-2,2.6989464005554575E-3,9.0310029524920399E-5,5.7690529489062836E-5,36.229167147552836,1.1433093910189687,1.1433033432220578,1.1536370063291472,0.22803017279780186,0.22803017279780186,0.22803017279780186,0.22803017279780186,null,null,27.818416117581688,null,null,1.1523754345307069E-5,0,0,0]
[1990,2.3059096176129774,11.529548088064887,{"$f":"IF('Calculation Sheet'!$D$59=\"YES\",(Vcc_max-C2017)*ILIM_FINAL_TOL,(Vcc_max-C2017)*($AE$13+IF(C2017>=$AE$8,$AE$7,0)+(IF(C2017>=$AE$6,C2017,0)/$AE$5)+IF(C2017>$AE$10,($AE$9/C2017),0)))","v":0.23523138006549824},0.25977975625882282,1.8195486626050714,0.4711871954863599,5.6521117720481628E-4,1.135852690726244E-2,7.2027003036351234E-5,0.49812361231215491,0.13163418899272905,3.4682115764326282E-2,2.6990488328114126E-3,9.0313493116694898E-5,5.7692742338077974E-5,36.212504430205165,1.1430790777804183,1.1430730333010344,1.1534009778407686,0.22803056283054302,0.22803056283054302,0.22803056283054302,0.22803056283054302,null,null,27.818247234046371,null,null,1.1529548088064887E-5,0,0,0]
[1991,2.3070683661645419,11.535341830822711,{"$f":"IF('Calculation Sheet'!$D$59=\"YES\",(Vcc_max-C2018)*ILIM_FINAL_TOL,(Vcc_max-C2018)*($AE$13+IF(C2018>=$AE$8,$AE$7,0)+(IF(C2018>=$AE$6,C2018,0)/$AE$5)+IF(C2018>$AE$10,($AE$9/C2018),0)))","v":0.23233444457946051},0.25688282134168128,1.8173780985007364,0.4711672142654143,5.652325485675791E-4,1.1358937564267368E-2,7.1150762947946866E-5,0.49522668293682004,0.1316364491503802,3.4683244584724993E-2,2.6991500046038841E-3,9.0316914556326511E-5,5.7694928260271228E-5,36.195836529500987,1.1428480860495673,1.1428420448921064,1.1531642633405073,0.22803084095638973,0.22803084095638973,0.22803084095638973,0.22803084095638973,null,null,27.818076879558841,null,null,1.153534183082271E-5,0,0,0]
[1992,2.308227114716106,11.541135573580531,{"$f":"IF('Calculation Sheet'!$D$59=\"YES\",(Vcc_max-C2019)*ILIM_FINAL_TOL,(Vcc_max-C2019)*($AE$13+IF(C2019>=$AE$8,$AE$7,0)+(IF(C2019>=$AE$6,C2019,0)/$AE$5)+IF(C2019>$AE$10,($AE$9/C2019),0)))","v":0.22943750902628959},0.25398588635740577,1.8152065392449481,0.47114698941809863,5.6525365610060607E-4,1.1359342906579278E-2,7.0274522839225417E-5,0.49232975349414959,0.13163864605690312,3.4684357092951645E-2,2.6992499159333716E-3,9.032029384378748E-5,5.7697087255642598E-5,36.179163449750597,1.1426164159990337,1.1426103781678894,1.1529268630052076,0.22803100717966168,0.22803100717966168,0.22803100717966168,0.22803100717966168,null,null,27.817905054285387,null,null,1.1541135573580532E-5,0,0,0]
[1993,2.3093858632676705,11.546929316338353,{"$f":"IF('Calculation Sheet'!$D$59=\"YES\",(Vcc_max-C2020)*ILIM_FINAL_TOL,(Vcc_max-C2020)*($AE$13+IF(C2020>=$AE$8,$AE$7,0)+(IF(C2020>=$AE$6,C2020,0)/$AE$5)+IF(C2020>$AE$10,($AE$9/C2020),0)))","v":0.22654057340598291},0.25108895130599429,1.8130339862010014,0.47112652096503793,5.6527449980389721E-4,1.13597429342078E-2,6.9398282710214643E-5,0.48943282398414367,0.1316407797136763,3.4685453289097667E-2,2.6993485668004302E-3,9.0323630979105562E-5,5.7699219324192086E-5,36.162485195258554,1.142384067801391,1.1423780333009543,1.1526887770116685,0.22803106150467845,0.22803106150467845,0.22803106150467845,0.22803106150467845,null,null,27.81773175839227,null,null,1.1546929316338353E-5,0,0,0]
[1994,2.3105446118192345,11.552723059096174,{"$f":"IF('Calculation Sheet'!$D$59=\"YES\",(Vcc_max-C2021)*ILIM_FINAL_TOL,(Vcc_max-C2021)*($AE$13+IF(C2021>=$AE$8,$AE$7,0)+(IF(C2021>=$AE$6,C2021,0)/$AE$5)+IF(C2021>$AE$10,($AE$9/C2021),0)))","v":0.22364363771854218},0.24819201618744899,1.8108604407303268,0.47110580892685555,5.6529507967748027E-4,1.1360137647162566E-2,6.8522042560859031E-5,0.48653589440680667,0.13164285012207816,3.4686533173254513E-2,2.6994459572055596E-3,9.0326925962280757E-5,5.770132446591969E-5,36.145801770323686,1.1421510416291694,1.1421450104638289,1.1524500055366431,0.2280310039357594,0.2280310039357594,0.2280310039357594,0.2280310039357594,null,null,27.817556992045709,null,null,1.1552723059096174E-5,0,0,0]
[1995,2.311703360370799,11.558516801853997,{"$f":"IF('Calculation Sheet'!$D$59=\"YES\",(Vcc_max-C2022)*ILIM_FINAL_TOL,(Vcc_max-C2022)*($AE$13+IF(C2022>=$AE$8,$AE$7,0)+(IF(C2022>=$AE$6,C2022,0)/$AE$5)+IF(C2022>$AE$10,($AE$9/C2022),0)))","v":0.22074670196396481},0.24529508100176772,1.8086859041924861,0.47108485332417305,5.6531539572138301E-4,1.1360527045453178E-2,6.7645802391241849E-5,0.48363896476213852,0.13164485728348713,3.468759674551361E-2,2.699542087149287E-3,9.0330178793313065E-5,5.7703402680825411E-5,36.129113179239042,1.1419173376548544,1.1419113098289964,1.1522105487568386,0.22803083447722378,0.22803083447722378,0.22803083447722378,0.22803083447722378,null,null,27.817380755411882,null,null,1.1558516801853997E-5,0,0,0]
[1996,2.3128621089223635,11.564310544611818,{"$f":"IF('Calculation Sheet'!$D$59=\"YES\",(Vcc_max-C2023)*ILIM_FINAL_TOL,(Vcc_max-C2023)*($AE$13+IF(C2023>=$AE$8,$AE$7,0)+(IF(C2023>=$AE$6,C2023,0)/$AE$5)+IF(C2023>$AE$10,($AE$9/C2023),0)))","v":0.21784976614225426},0.24239814574895147,1.8065103779451812,0.47106365417761031,5.6533544793560542E-4,1.1360911129089268E-2,6.6769562201307586E-5,0.48074203505014246,0.13164680119928157,3.4688644005966385E-2,2.6996369566321121E-3,9.033338947217473E-5,5.7705453968881493E-5,36.112419426291993,1.1416829560508883,1.1416769315688964,1.1519704068489174,0.22803055313339063,0.22803055313339063,0.22803055313339063,0.22803055313339063,null,null,27.81720304865695,null,null,1.1564310544611818E-5,0,0,0]
[1997,2.3140208574739276,11.57010428736964,{"$f":"IF('Calculation Sheet'!$D$59=\"YES\",(Vcc_max-C2024)*ILIM_FINAL_TOL,(Vcc_max-C2024)*($AE$13+IF(C2024>=$AE$8,$AE$7,0)+(IF(C2024>=$AE$6,C2024,0)/$AE$5)+IF(C2024>$AE$10,($AE$9/C2024),0)))","v":0.21495283025340789},0.23950121042900149,1.8043338633442538,0.47104221150778552,5.6535523632017526E-4,1.1361289898080468E-2,6.5893321991028486E-5,0.47784510527082186,0.13164868187083986,3.4689674954704292E-2,2.6997305656545623E-3,9.0336557998893507E-5,5.7707478330115691E-5,36.095720515764199,1.1414478969896695,1.141441875855925,1.1517295799894958,0.22803015990857883,0.22803015990857883,0.22803015990857883,0.22803015990857883,null,null,27.817023871947036,null,null,1.157010428736964E-5,0,0,0]
[1998,2.3151796060254921,11.575898030127462,{"$f":"IF('Calculation Sheet'!$D$59=\"YES\",(Vcc_max-C2025)*ILIM_FINAL_TOL,(Vcc_max-C2025)*($AE$13+IF(C2025>=$AE$8,$AE$7,0)+(IF(C2025>=$AE$6,C2025,0)/$AE$5)+IF(C2025>$AE$10,($AE$9/C2025),0)))","v":0.21205589429742669},0.23660427504191545,1.8021563617436855,0.47102052533531491,5.6537476087509253E-4,1.1361663352436407E-2,6.5017081760487816E-5,0.47494817542417644,0.13165049929954031,3.4690689591818757E-2,2.6998229142171648E-3,9.0339684373469398E-5,5.7709475764528007E-5,36.079016451931537,1.1412121606435524,1.1412061428624343,1.1514880683551447,0.2280296548071071,0.2280296548071071,0.2280296548071071,0.2280296548071071,null,null,27.816843225448206,null,null,1.1575898030127463E-5,0,0,0]
[1999,2.3163383545770562,11.581691772885282,{"$f":"IF('Calculation Sheet'!$D$59=\"YES\",(Vcc_max-C2026)*ILIM_FINAL_TOL,(Vcc_max-C2026)*($AE$13+IF(C2026>=$AE$8,$AE$7,0)+(IF(C2026>=$AE$6,C2026,0)/$AE$5)+IF(C2026>$AE$10,($AE$9/C2026),0)))","v":0.20915895827431141},0.23370733958769557,1.7999778744956065,0.47099859568081326,5.6539402160038499E-4,1.1362031492166719E-2,6.4140841509602309E-5,0.4720512455102106,0.13165225348676118,3.4691687917401209E-2,2.6999140023204471E-3,9.0342768595874645E-5,5.7711446272118438E-5,36.062307239064268,1.1409757471848474,1.140969732760732,1.1512458721223897,0.22802903783329401,0.22802903783329401,0.22802903783329401,0.22802903783329401,null,null,27.816661109326528,null,null,1.1581691772885282E-5,0,0,0]
[2000,2.3174971031286207,11.587485515643104,{"$f":"IF('Calculation Sheet'!$D$59=\"YES\",(Vcc_max-C2027)*ILIM_FINAL_TOL,(Vcc_max-C2027)*($AE$13+IF(C2027>=$AE$8,$AE$7,0)+(IF(C2027>=$AE$6,C2027,0)/$AE$5)+IF(C2027>$AE$10,($AE$9/C2027),0)))","v":0.20626202218406037},0.23081040406633974,1.7977984029502907,0.47097642256489325,5.6541301849608039E-4,1.1362394317281033E-2,6.3264601238455231E-5,0.46915431552892417,0.13165394443388079,3.4692669931543102E-2,2.7000038299649087E-3,9.0345810666137005E-5,5.7713389852886987E-5,36.04559288142692,1.1407386567858211,1.1407326457230824,1.1510029914677105,0.22802830899145793,0.22802830899145793,0.22802830899145793,0.22802830899145793,null,null,27.816477523748006,null,null,1.1587485515643104E-5,0,0,0]

{"sheet":"Res EIA Tables","index":2,"n_rows":197,"n_cols":7,"rows_kept":197,"cut":false,"hidden":true,"merged":[[176,4,177,4],[188,3,191,3],[188,4,189,4],[190,4,191,4],[192,3,195,3],[192,4,193,4],[194,4,195,4],[178,4,179,4],[180,1,195,1],[180,2,187,2],[180,3,183,3],[180,4,181,4],[182,4,183,4],[184,3,187,3],[184,4,185,4],[186,4,187,4],[188,2,195,2],[164,0,195,0],[164,1,179,1],[164,2,171,2],[164,3,167,3],[164,4,165,4],[148,1,163,1],[148,2,155,2],[148,3,151,3],[148,4,149,4],[150,4,151,4],[152,3,155,3],[152,4,153,4],[154,4,155,4],[156,2,163,2],[156,3,159,3],[166,4,167,4],[168,3,171,3],[168,4,169,4],[170,4,171,4],[172,2,179,2],[172,3,175,3],[172,4,173,4],[174,4,175,4],[176,3,179,3],[140,3,143,3],[140,4,141,4],[142,4,143,4],[144,3,147,3],[144,4,145,4],[146,4,147,4],[132,0,163,0],[132,1,147,1],[132,2,139,2],[132,3,135,3],[132,4,133,4],[134,4,135,4],[136,3,139,3],[136,4,137,4],[138,4,139,4],[140,2,147,2],[156,4,157,4],[158,4,159,4],[160,3,163,3],[160,4,161,4],[162,4,163,4],[112,4,113,4],[124,3,127,3],[124,4,125,4],[126,4,127,4],[128,3,131,3],[128,4,129,4],[130,4,131,4],[114,4,115,4],[116,1,131,1],[116,2,123,2],[116,3,119,3],[116,4,117,4],[118,4,119,4],[120,3,123,3],[120,4,121,4],[122,4,123,4],[124,2,131,2],[100,0,131,0],[100,1,115,1],[100,2,107,2],[100,3,103,3],[100,4,101,4],[84,1,99,1],[84,2,91,2],[84,3,87,3],[84,4,85,4],[86,4,87,4],[88,3,91,3],[88,4,89,4],[90,4,91,4],[92,2,99,2],[92,3,95,3],[102,4,103,4],[104,3,107,3],[104,4,105,4],[106,4,107,4],[108,2,115,2],[108,3,111,3],[108,4,109,4],[110,4,111,4],[112,3,115,3],[76,3,79,3],[76,4,77,4],[78,4,79,4],[80,3,83,3],[80,4,81,4],[82,4,83,4],[68,0,99,0],[68,1,83,1],[68,2,75,2],[68,3,71,3],[68,4,69,4],[70,4,71,4],[72,3,75,3],[72,4,73,4],[74,4,75,4],[76,2,83,2],[92,4,93,4],[94,4,95,4],[96,3,99,3],[96,4,97,4],[98,4,99,4],[48,4,49,4],[60,3,63,3],[60,4,61,4],[62,4,63,4],[64,3,67,3],[64,4,65,4],[66,4,67,4],[50,4,51,4],[52,1,67,1],[52,2,59,2],[52,3,55,3],[52,4,53,4],[54,4,55,4],[56,3,59,3],[56,4,57,4],[58,4,59,4],[60,2,67,2],[36,0,67,0],[36,1,51,1],[36,2,43,2],[36,3,39,3],[36,4,37,4],[20,1,35,1],[20,2,27,2],[20,3,23,3],[20,4,21,4],[22,4,23,4],[24,3,27,3],[24,4,25,4],[26,4,27,4],[28,2,35,2],[28,3,31,3],[38,4,39,4],[40,3,43,3],[40,4,41,4],[42,4,43,4],[44,2,51,2],[44,3,47,3],[44,4,45,4],[46,4,47,4],[48,3,51,3],[12,2,19,2],[12,3,15,3],[12,4,13,4],[14,4,15,4],[16,3,19,3],[16,4,17,4],[18,4,19,4],[0,0,0,5],[4,0,35,0],[4,1,19,1],[4,2,11,2],[4,3,7,3],[4,4,5,4],[6,4,7,4],[8,3,11,3],[8,4,9,4],[10,4,11,4],[28,4,29,4],[30,4,31,4],[32,3,35,3],[32,4,33,4],[34,4,35,4]]}
["Standard EIA Decade Resistor Values"]
[]
[0.2,0.1,0.05,0.02,0.01,"0.5%, 0.25%, 0.1%"]
["E6","E12","E24","E48","E96","E192"]
[100,100,100,100,100,100]
[null,null,null,null,null,101]
[null,null,null,null,102,102]
[null,null,null,null,null,104]
[null,null,null,105,105,105]
[null,null,null,null,null,106]
[null,null,null,null,107,107]
[null,null,null,null,null,109]
[null,null,110,110,110,110]
[null,null,null,null,null,111]
[null,null,null,null,113,113]
[null,null,null,null,null,114]
[null,null,null,115,115,115]
[null,null,null,null,null,117]
[null,null,null,null,118,118]
[null,null,null,null,null,120]
[null,120,120,121,121,121]
[null,null,null,null,null,123]
[null,null,null,null,124,124]
[null,null,null,null,null,126]
[null,null,null,127,127,127]
[null,null,null,null,null,129]
[null,null,null,null,130,130]
[null,null,null,null,null,132]
[null,null,130,133,133,133]
[null,null,null,null,null,135]
[null,null,null,null,137,137]
[null,null,null,null,null,138]
[null,null,null,140,140,140]
[null,null,null,null,null,142]
[null,null,null,null,143,143]
[null,null,null,null,null,145]
[150,150,150,147,147,147]
[null,null,null,null,null,149]
[null,null,null,null,150,150]
[null,null,null,null,null,152]
[null,null,null,154,154,154]
[null,null,null,null,null,156]
[null,null,null,null,158,158]
[null,null,null,null,null,160]
[null,null,160,162,162,162]
[null,null,null,null,null,164]
[null,null,null,null,165,165]
[null,null,null,null,null,167]
[null,null,null,169,169,169]
[null,null,null,null,null,172]
[null,null,null,null,174,174]
[null,null,null,null,null,176]
[null,180,180,178,178,178]
[null,null,null,null,null,180]
[null,null,null,null,182,182]
[null,null,null,null,null,184]
[null,null,null,187,187,187]
[null,null,null,null,null,189]
[null,null,null,null,191,191]
[null,null,null,null,null,193]
[null,null,200,196,196,196]
[null,null,null,null,null,198]
[null,null,null,null,200,200]
[null,null,null,null,null,203]
[null,null,null,205,205,205]
[null,null,null,null,null,208]
[null,null,null,null,210,210]
[null,null,null,null,null,213]
[220,220,220,215,215,215]
[null,null,null,null,null,218]
[null,null,null,null,221,221]
[null,null,null,null,null,223]
[null,null,null,226,226,226]
[null,null,null,null,null,229]
[null,null,null,null,232,232]
[null,null,null,null,null,234]
[null,null,240,237,237,237]
[null,null,null,null,null,240]
[null,null,null,null,243,243]
[null,null,null,null,null,246]
[null,null,null,249,249,249]
[null,null,null,null,null,252]
[null,null,null,null,255,255]
[null,null,null,null,null,258]
[null,270,270,261,261,261]
[null,null,null,null,null,264]
[null,null,null,null,267,267]
[null,null,null,null,null,271]
[null,null,null,274,274,274]
[null,null,null,null,null,277]
[null,null,null,null,280,280]
[null,null,null,null,null,284]
[null,null,300,287,287,287]
[null,null,null,null,null,291]
[null,null,null,null,294,294]
[null,null,null,null,null,298]
[null,null,null,301,301,301]
[null,null,null,null,null,305]
[null,null,null,null,309,309]
[null,null,null,null,null,312]
[330,330,330,316,316,316]
[null,null,null,null,null,320]
[null,null,null,null,324,324]
[null,null,null,null,null,328]
[null,null,null,332,332,332]
[null,null,null,null,null,336]
[null,null,null,null,340,340]
[null,null,null,null,null,344]
[null,null,360,348,348,348]
[null,null,null,null,null,352]
[null,null,null,null,357,357]
[null,null,null,null,null,361]
[null,null,null,365,365,365]
[null,null,null,null,null,370]
[null,null,null,null,374,374]
[null,null,null,null,null,379]
[null,390,390,383,383,383]
[null,null,null,null,null,388]
[null,null,null,null,392,392]
[null,null,null,null,null,397]
[null,null,null,402,402,402]
[null,null,null,null,null,407]
[null,null,null,null,412,412]
[null,null,null,null,null,417]
[null,null,430,422,422,422]
[null,null,null,null,null,427]
[null,null,null,null,432,432]
[null,null,null,null,null,437]
[null,null,null,442,442,442]
[null,null,null,null,null,448]
[null,null,null,null,453,453]
[null,null,null,null,null,459]
[470,470,470,464,464,464]
[null,null,null,null,null,470]
[null,null,null,null,475,475]
[null,null,null,null,null,481]
[null,null,null,487,487,487]
[null,null,null,null,null,493]
[null,null,null,null,499,499]
[null,null,null,null,null,505]
[null,null,510,511,511,511]
[null,null,null,null,null,517]
[null,null,null,null,523,523]
[null,null,null,null,null,530]
[null,null,null,536,536,536]
[null,null,null,null,null,542]
[null,null,null,null,549,549]
[null,null,null,null,null,556]
[null,560,560,562,562,562]
[null,null,null,null,null,569]
[null,null,null,null,576,576]
[null,null,null,null,null,583]
[null,null,null,590,590,590]
[null,null,null,null,null,597]
[null,null,null,null,604,604]
[null,null,null,null,null,612]
[null,null,620,619,619,619]
[null,null,null,null,null,626]
[null,null,null,null,634,634]
[null,null,null,null,null,642]
[null,null,null,649,649,649]
[null,null,null,null,null,657]
[null,null,null,null,665,665]
[null,null,null,null,null,673]
[680,680,680,681,681,681]
[null,null,null,null,null,690]
[null,null,null,null,698,698]
[null,null,null,null,null,706]
[null,null,null,715,715,715]
[null,null,null,null,null,723]
[null,null,null,null,732,732]
[null,null,null,null,null,741]
[null,null,750,750,750,750]
[null,null,null,null,null,759]
[null,null,null,null,768,768]
[null,null,null,null,null,777]
[null,null,null,787,787,787]
[null,null,null,null,null,796]
[null,null,null,null,806,806]
[null,null,null,null,null,816]
[null,820,820,825,825,825]
[null,null,null,null,null,835]
[null,null,null,null,845,845]
[null,null,null,null,null,856]
[null,null,null,866,866,866]
[null,null,null,null,null,876]
[null,null,null,null,887,887]
[null,null,null,null,null,898]
[null,null,910,909,909,909]
[null,null,null,null,null,920]
[null,null,null,null,931,931]
[null,null,null,null,null,942]
[null,null,null,953,953,953]
[null,null,null,null,null,965]
[null,null,null,null,976,976]
[null,null,null,null,null,988]
[1000,1000,1000,1000,1000,1000,"End Values Required for Processing"]

{"sheet":"Cap Tables","index":3,"n_rows":75,"n_cols":4,"rows_kept":75,"cut":false,"hidden":true,"merged":[]}
["Standard Capacitor Values"]
[]
["pF","nF","µF","mF"]
[1,1,1,1]
[1.1000000000000001,1.1000000000000001]
[1.2,1.2]
[1.3,1.3]
[1.5,1.5,1.5,1.5]
[1.6,1.6]
[1.8,1.8]
[2,2]
[2.2000000000000002,2.2000000000000002,2.2000000000000002,2.2000000000000002]
[2.4,2.4]
[2.7,2.7]
[3,3]
[3.3,3.3,3.3,3.3]
[3.6,3.6,{"$f":"C18","v":4.7}]
[3.9,3.9,{"$f":"C19","v":4.7}]
[4.3,4.3,{"$f":"C20","v":4.7}]
[4.7,4.7,4.7,4.7]
[5.0999999999999996,5.0999999999999996,{"$f":"C22","v":6.8}]
[5.6,5.6,{"$f":"C23","v":6.8}]
[6.2,6.2,{"$f":"C24","v":6.8}]
[6.8,6.8,6.8,6.8]
[7.5,7.5,{"$f":"C26","v":10}]
[8.1999999999999993,8.1999999999999993,{"$f":"C27","v":10}]
[9.1,9.1,{"$f":"C28","v":10}]
[10,10,10,10]
[11,{"$f":"B30","v":15},15]
[12,15,15]
[13,15,15]
[15,15,15]
[16,{"$f":"B34","v":22},22]
[18,22,22]
[20,22,22]
[22,22,22]
[24,{"$f":"B38","v":33},33]
[27,33,33]
[30,33,33]
[33,33,33]
[36,{"$f":"B42","v":47},47]
[39,47,47]
[43,47,47]
[47,47,47]
[51,{"$f":"B46","v":68},68]
[56,68,68]
[62,68,68]
[68,68,68]
[75,{"$f":"B50","v":100},100]
[82,100,100]
[91,100,100]
[100,100,100]
[110,{"$f":"B54","v":150},150]
[120,150,150]
[130,150,150]
[150,150,150]
[160,{"$f":"B58","v":220},220]
[180,220,220]
[200,220,220]
[220,220,220]
[240,{"$f":"B62","v":330},330]
[270,330,330]
[300,330,330]
[330,330,330]
[360,{"$f":"B66","v":470},470]
[390,470,470]
[430,470,470]
[470,470,470]
[510,{"$f":"B70","v":680},680]
[560,680,680]
[620,680,680]
[680,680,680]
[750,{"$f":"B74","v":1000},{"$f":"C74","v":1000}]
[820,{"$f":"B75","v":1000},{"$f":"C75","v":1000}]
[910,1000,1000]