{"text_format":"1","workbook":"xlsx","n_sheets":5,"sheets":["Instructions","Quick Start","EFF Data","Loss Data","Loop Data"],"not_rendered":{"charts":3,"images":11,"macros":1,"external_links":0,"defined_names":55,"comments":1,"pivot_tables":0},"unopened":[],"bounds":{"document_bytes":16777216,"sheet_cells":100000,"rows_first":2000,"rows_last":500,"rows_between":2000,"halvings":0,"cell_chars":16384,"cell_head_chars":4096},"cells_cut":0,"cells_raw":0,"read":"whole","date_system":"1900"}

{"sheet":"Instructions","index":0,"n_rows":30,"n_cols":2,"rows_kept":30,"cut":false,"hidden":false,"merged":[[2,0,2,13],[31,0,31,13],[0,1,0,12]]}
[null,"LMR38020 Quick Start Tool Instructions"]
[]
["1. Please ensure all macros are enabled:"]
[]
[]
[]
[]
[]
[]
[]
[]
[]
[]
[]
[]
[]
[]
[]
[]
[]
[]
[]
[]
[]
[]
[]
[]
[]
[]
[" "]

{"sheet":"Quick Start","index":1,"n_rows":45,"n_cols":16,"rows_kept":45,"cut":false,"hidden":false,"merged":[[4,24,4,25],[4,9,4,19],[5,9,5,13],[44,0,44,1],[25,15,25,19],[25,9,25,13],[4,4,4,7],[14,4,14,6],[15,4,15,6],[5,15,5,19],[7,4,7,6],[6,4,6,6],[9,4,9,6],[10,4,10,6],[5,4,5,7],[16,4,16,6],[5,0,5,2],[12,0,12,1],[13,0,13,1],[0,1,0,17],[8,0,8,1],[11,0,11,2],[6,0,6,1],[7,0,7,1],[4,0,4,2],[2,7,2,8],[8,4,8,6],[9,0,9,1],[40,0,40,1],[41,0,41,1],[42,0,42,1],[43,0,43,1],[14,0,14,1],[16,0,16,1],[15,0,15,1],[23,0,23,1],[25,0,25,2],[20,0,20,1],[21,0,21,1],[22,0,22,1],[19,0,19,1],[18,0,18,2],[33,0,33,1],[34,0,34,1],[36,0,36,2],[37,0,37,1],[13,4,13,6],[19,4,19,6],[39,0,39,2],[29,0,29,1],[26,0,26,1],[27,0,27,1],[28,0,28,1],[31,0,31,2],[32,0,32,1],[21,4,21,6],[20,4,20,6]]}
[null,"LMR38020 Quick Start Tool"]
[]
["About     ",null,null,"=User Input",null,null,"=TI Recommend","Terms of use"]
[]
["Components Calculation",null,null,null,"Key Performance",null,null,null,null,"Output Diagrams"]
["STEP 1: Input Basic Operating Specifications",null,null,null,"A. Thermal and Efficiency Performance",null,null,null,null,"OUTPUT 1: Schematic ",null,null,null,null,null,"OUTPUT 2: Efficiency Curve"]
["Nominal Input Voltage - V",null,24,null,"Ambient Temperature - ºC",null,null,25]
["Output Voltage - V",null,3.3,null,"Junction-to-Ambient Thermal Resistance - ºC/W",null,null,29]
["Applied Load - A",null,1,null,"Efficiency @ Applied Load",null,null,88.153832216110345]
["Target Switching Frequency - KHz",null,400,null,"Junction Tempetature - ºC",null,null,35.435653527873185]
[null,null,null,null,"Top Case Tempetature - ºC",null,null,33.887066107302168]
["STEP 2: Choose Input Capacitor - CIN"]
[" Recommended Maximum Input Ripple Voltage - mV",null,120,null,"B. Loss Distribution"]
[" Recommended Input Capacitor - uF",null,10,null,"Conduction Loss - mW",null,null,207.98150790440206]
[" Actual Input Capacitor - uF",null,20,null,"Switching Loss - mW",null,null,150.23510153071851]
["Actual ESR of Input Capacitor - mΩ",null,10,null,"Quiescent loss - mW",null,null,1.92]
["Estimated Input Ripple Voltage - mV",null,23.449218749999996,null,"Inductor Loss - mW",null,null,170.22115308692329]
[]
["STEP 3: Choose Output Inductor - LOUT",null,null,null,"C. Loop Stability Performance"]
["Inductor Ripple Current Ratio @ Maximum Load ",null,"0.2 ~ 0.6",null,"Bandwidth - kHz",null,null,22.31]
["Recommended Output Inductance - uH",null,21.5625,null,"Phase Margin - Deg",null,null,48.209137928768854]
["Actual Output Inductance - uH",null,22,null,"Gain Margin - dB",null,null,13.033847579159399]
["Actual DCR of Output Inductor - mΩ",null,143]
["Estimated Inductor Ripple Current Ratio @ Maximum Load ",null,0.32343749999999999]
[]
["STEP 4: Choose Output Capacitor",null,null,null,null,null,null,null,null,"OUTPUT 3: Bode Diagram",null,null,null,null,null,"OUTPUT 4: Power Loss Distribution @ Applied Load"]
[" Recommended Output Capacitor - uF",null,100]
[" Actual Output Capacitor - uF",null,88]
["Actual ESR of Output Capacitor - mΩ",null,4]
["Estimated Output Voltage Ripple - mV",null,2.4423206676136364]
[]
["STEP 5: Feedback"]
["Low-side Feedback Resistor - kΩ",null,43.2]
["High-side Feedback Resistor - kΩ",null,99.359999999999985]
["Feedforward Capacitor - pF ",null,9.9999999999999991E-5]
[]
["STEP6: RT Resistor"]
["Recommended RT Resistor - kΩ",null,65.860586560935303]
[]
["Option: EMI Filter"]
["Maximum Allowed Nosie Level - dBuV",null,30]
["Filter Inductor Lf- uH",null,10]
["Recommended Minimum Filter Capacitor Cf - uF",null,3.0475932777049657]
["Recommended Minimum Damping Capacitor Cd - uF",null,80]
["Recommended ESR of Damping Capacitor - mΩ",null,707.10678118654755]

{"sheet":"EFF Data","index":2,"n_rows":10030,"n_cols":9,"rows_kept":10030,"cut":false,"hidden":true,"merged":[]}
["Load Current","Efficiency - %","Mode Flag","TJ Actl","FSW Actl","Pconduction","Pac","PDCR","Pcore"]
[1E-3,64.204554178955362,3,25,1059.0425139972238,6.603640426880756E-5,1.4522223258194855E-4,4.8770061728395076E-5,1.3979361184763355E-4]
[1.1000000000000001E-3,65.892326605303055,3,25,1162.5599822251297,7.2490719833768322E-5,1.5950207926232558E-4,5.3536728395061739E-5,1.5345791765371711E-4]
[1.2000000000000001E-3,67.367926418989626,3,25,1266.0790958957409,7.8945049425062076E-5,1.7379727364775555E-4,5.8303395061728408E-5,1.6712244065823781E-4]
[1.2999999999999999E-3,68.668956856089636,3,25,1369.5998549987557,8.5399393042715101E-5,1.88107816097373E-4,6.3070061728395078E-5,1.8078718085983575E-4]
[1.4E-3,69.824630950392546,3,25,1473.1222595238721,9.1853750686753715E-5,2.0243370697030935E-4,6.7836728395061734E-5,1.9445213825715113E-4]
[1.5E-3,70.857987972305153,3,25,1576.6463094607889,9.8308122357204224E-5,2.1677494662569321E-4,7.2603395061728403E-5,2.0811731284882412E-4]
[1.6000000000000001E-3,71.787442507328407,3,25,1680.1720047992033,1.0476250805409291E-4,2.3113153542264988E-4,7.7370061728395073E-5,2.2178270463349482E-4]
[1.7000000000000001E-3,72.627889401298759,3,25,1783.6993455288143,1.1121690777744611E-4,2.4550347372030202E-4,8.2136728395061756E-5,2.3544831360980349E-4]
[1.8E-3,73.391506356607124,3,25,1887.2283316393189,1.1767132152729005E-4,2.5989076187776881E-4,8.6903395061728412E-5,2.491141397763901E-4]
[1.9E-3,74.0883464907958,3,25,1990.7589631204162,1.241257493036511E-4,2.7429340025416688E-4,9.1670061728395082E-5,2.6278018313189496E-4]
[2E-3,74.726782304863562,3,25,2094.2912399618035,1.3058019110655553E-4,2.8871138920860955E-4,9.6436728395061738E-5,2.7644644367495806E-4]
[2.0999999999999999E-3,75.31384278804687,3,25,2197.8251621531795,1.3703464693602967E-4,3.0314472910020722E-4,1.0120339506172842E-4,2.9011292140421966E-4]
[2.2000000000000001E-3,75.855472510796204,3,25,2301.360729684242,1.4348911679209976E-4,3.1759342028806739E-4,1.0597006172839509E-4,3.0377961631831995E-4]
[2.3E-3,76.356732985901445,3,25,2404.8979425446882,1.4994360067479214E-4,3.320574631312943E-4,1.1073672839506175E-4,3.1744652841589886E-4]
[2.4000000000000002E-3,76.821960768345392,3,25,2508.4368007242169,1.5639809858413313E-4,3.4653685798898931E-4,1.1550339506172843E-4,3.3111365769559662E-4]
[2.5000000000000001E-3,77.254892762536954,3,25,2611.9773042125253,1.6285261052014898E-4,3.6103160522025081E-4,1.2027006172839509E-4,3.4478100415605333E-4]
[2.5999999999999999E-3,77.65876640714491,3,25,2715.5194529993119,1.6930713648286602E-4,3.7554170518417409E-4,1.2503672839506174E-4,3.5844856779590917E-4]
[2.7000000000000001E-3,78.036400423683048,3,25,2819.0632470742748,1.757616764723106E-4,3.9006715823985163E-4,1.2980339506172842E-4,3.721163486138043E-4]
[2.8E-3,78.390260390218998,3,25,2922.6086864271106,1.8221623048850889E-4,4.0460796474637249E-4,1.3457006172839508E-4,3.8578434660837857E-4]
[2.9000000000000002E-3,78.722512366235392,3,25,3026.1557710475186,1.8867079853148735E-4,4.1916412506282319E-4,1.3933672839506176E-4,3.9945256177827246E-4]
[3.0000000000000001E-3,79.035067033977995,3,25,3129.7045009251956,1.9512538060127214E-4,4.3373563954828687E-4,1.4410339506172842E-4,4.1312099412212582E-4]
[3.1000000000000003E-3,79.32961625694611,3,25,3233.2548760498394,2.0157997669788963E-4,4.4832250856184375E-4,1.488700617283951E-4,4.267896436385788E-4]
[3.2000000000000002E-3,79.607663532956906,3,25,3336.8068964111476,2.0803458682136611E-4,4.6292473246257115E-4,1.5363672839506176E-4,4.4045851032627149E-4]
[3.3E-3,79.870549499141134,3,25,3440.3605619988184,2.1448921097172788E-4,4.7754231160954336E-4,1.5840339506172842E-4,4.5412759418384402E-4]
[3.4000000000000002E-3,80.119473402105683,3,25,3543.9158728025495,2.2094384914900125E-4,4.9217524636183162E-4,1.631700617283951E-4,4.6779689520993654E-4]
[3.5000000000000001E-3,80.355511258818069,3,25,3647.4728288120382,2.2739850135321255E-4,5.0682353707850395E-4,1.6793672839506175E-4,4.8146641340318902E-4]
[3.6000000000000003E-3,80.579631288392136,3,25,3751.031430016983,2.3385316758438803E-4,5.2148718411862589E-4,1.7270339506172844E-4,4.9513614876224175E-4]
[3.7000000000000002E-3,80.792707081547391,3,25,3854.5916764070794,2.4030784784255396E-4,5.3616618784125918E-4,1.7747006172839509E-4,5.0880610128573446E-4]
[3.8E-3,80.995528885450923,3,25,3958.1535679720268,2.4676254212773672E-4,5.5086054860546327E-4,1.8223672839506178E-4,5.2247627097230754E-4]
[3.9000000000000003E-3,81.18881331126029,3,25,4061.7171047015222,2.5321725043996258E-4,5.6557026677029427E-4,1.8700339506172843E-4,5.3614665782060087E-4]
[4.0000000000000001E-3,81.373211715717076,3,25,4165.282286585264,2.5967197277925786E-4,5.8029534269480546E-4,1.9177006172839512E-4,5.4981726182925486E-4]
[4.1000000000000003E-3,81.54931746338417,3,25,4268.8491136129478,2.6612670914564877E-4,5.9503577673804665E-4,1.9653672839506177E-4,5.6348808299690916E-4]
[4.2000000000000006E-3,81.717672240133396,3,25,4372.417585774273,2.7258145953916181E-4,6.0979156925906528E-4,2.0130339506172848E-4,5.7715912132220407E-4]
[4.3E-3,81.878771559405976,3,25,4475.987703058935,2.7903622395982299E-4,6.2456272061690518E-4,2.0607006172839511E-4,5.9083037680377946E-4]
[4.4000000000000003E-3,82.033069579144993,3,25,4579.559465456633,2.8549100240765895E-4,6.3934923117060761E-4,2.1083672839506179E-4,6.0450184944027552E-4]
[4.5000000000000005E-3,82.18098332802208,3,25,4683.1328729570641,2.9194579488269569E-4,6.5415110127921066E-4,2.1560339506172848E-4,6.1817353923033244E-4]
[4.5999999999999999E-3,82.322896423777507,3,25,4786.7079255499239,2.9840060138495962E-4,6.6896833130174909E-4,2.2037006172839511E-4,6.3184544617259E-4]
[4.7000000000000002E-3,82.459162353483194,3,25,4890.2846232249121,3.0485542191447713E-4,6.8380092159725536E-4,2.2513672839506176E-4,6.4551757026568837E-4]
[4.8000000000000004E-3,82.590107374783429,3,25,4993.8629659717253,3.1131025647127447E-4,6.9864887252475835E-4,2.2990339506172845E-4,6.5918991150826776E-4]
[4.8999999999999998E-3,82.71603308824146,3,25,5097.4429537800597,3.1776510505537788E-4,7.1351218444328402E-4,2.3467006172839507E-4,6.7286246989896792E-4]
[5.0000000000000001E-3,82.837218723484085,3,25,5201.0245866396144,3.2421996766681375E-4,7.2839085771185552E-4,2.3943672839506176E-4,6.8653524543642915E-4]
[5.1000000000000004E-3,82.953923175618115,3,25,5304.6078645400858,3.3067484430560832E-4,7.4328489268949273E-4,2.4420339506172847E-4,7.0020823811929134E-4]
[5.2000000000000006E-3,83.066386823175435,3,25,5408.192787471171,3.3712973497178794E-4,7.5819428973521261E-4,2.4897006172839512E-4,7.1388144794619455E-4]
[5.3E-3,83.17483315445071,3,25,5511.7793554225664,3.4358463966537885E-4,7.731190492080291E-4,2.5373672839506178E-4,7.2755487491577876E-4]
[5.4000000000000003E-3,83.27947022538595,3,25,5615.3675683839692,3.5003955838640733E-4,7.8805917146695318E-4,2.5850339506172844E-4,7.4122851902668396E-4]
[5.5000000000000005E-3,83.380491969012354,3,25,5718.9574263450786,3.5649449113489984E-4,8.0301465687099294E-4,2.6327006172839515E-4,7.5490238027755034E-4]
[5.5999999999999999E-3,83.478079373789029,3,25,5822.548929295589,3.6294943791088247E-4,8.1798550577915296E-4,2.6803672839506175E-4,7.6857645866701776E-4]
[5.7000000000000002E-3,83.572401545901101,3,25,5926.1420772252004,3.6940439871438176E-4,8.3297171855043568E-4,2.7280339506172846E-4,7.8225075419372642E-4]
[5.8000000000000005E-3,83.663616668633836,3,25,6029.7368701236082,3.758593735454239E-4,8.4797329554383964E-4,2.7757006172839517E-4,7.9592526685631629E-4]
[5.8999999999999999E-3,83.751872870272237,3,25,6133.3333079805079,3.8231436240403503E-4,8.6299023711836065E-4,2.8233672839506177E-4,8.0959999665342704E-4]
[6.0000000000000001E-3,83.837309010542313,3,25,6236.9313907855994,3.887693652902417E-4,8.7802254363299182E-4,2.8710339506172848E-4,8.2327494358369916E-4]
[6.1000000000000004E-3,83.920055394376448,3,25,6340.5311185285782,3.9522438220407016E-4,8.9307021544672279E-4,2.9187006172839514E-4,8.3695010764577233E-4]
[6.2000000000000006E-3,84.000234420719352,3,25,6444.1324911991414,4.0167941314554658E-4,9.0813325291854059E-4,2.9663672839506185E-4,8.5062548883828662E-4]
[6.3E-3,84.077961173168788,3,25,6547.7355087869837,4.0813445811469727E-4,9.2321165640742869E-4,3.0140339506172845E-4,8.643010871598819E-4]
[6.4000000000000003E-3,84.15334395844512,3,25,6651.3401712818077,4.1458951711154882E-4,9.383054262723686E-4,3.0617006172839516E-4,8.7797690260919858E-4]
[6.5000000000000006E-3,84.226484797987951,3,25,6754.9464786733051,4.2104459013612722E-4,9.5341456287233747E-4,3.1093672839506182E-4,8.9165293518487631E-4]
[6.6E-3,84.297479877372041,3,25,6858.5544309511743,4.2749967718845881E-4,9.6853906656631033E-4,3.1570339506172847E-4,9.0532918488555496E-4]
[6.7000000000000002E-3,84.366419957705503,3,25,6962.1640281051123,4.3395477826857005E-4,9.836789377132588E-4,3.2047006172839513E-4,9.1900565170987484E-4]
[6.8000000000000005E-3,84.433390752710039,3,25,7065.7752701248164,4.4040989337648716E-4,9.9883417667215204E-4,3.2523672839506178E-4,9.3268233565647581E-4]
[6.8999999999999999E-3,84.498473274777382,3,25,7169.3881569999821,4.4686502251223639E-4,1.0140047838019554E-3,3.3000339506172844E-4,9.4635923672399763E-4]
[7.0000000000000001E-3,84.561744152939497,3,25,7273.0026887203076,4.5332016567584414E-4,1.0291907594616317E-3,3.3477006172839515E-4,9.6003635491108061E-4]
[7.1000000000000004E-3,84.623275925376475,3,25,7376.618865275489,4.5977532286733665E-4,1.0443921040101409E-3,3.3953672839506181E-4,9.737136902163645E-4]
[7.2000000000000007E-3,84.683137308809435,3,25,7480.2366866552229,4.662304940867402E-4,1.0596088178064394E-3,3.4430339506172846E-4,9.8739124263848939E-4]
[7.3000000000000001E-3,84.741393446882114,3,25,7583.8561528492055,4.7268567933408115E-4,1.074840901209481E-3,3.4907006172839512E-4,1.001069012176095E-3]
[7.4000000000000003E-3,84.798106139418152,3,25,7687.4772638471341,4.7914087860938584E-4,1.0900883545782163E-3,3.5383672839506183E-4,1.0147469988278216E-3]
[7.5000000000000006E-3,84.853334054250453,3,25,7791.1000196387049,4.8559609191268046E-4,1.1053511782715933E-3,3.5860339506172848E-4,1.0284252025923089E-3]
[7.6E-3,84.907132923148893,3,25,7894.7244202136144,4.9205131924399135E-4,1.120629372648556E-3,3.6337006172839509E-4,1.0421036234681972E-3]
[7.7000000000000002E-3,84.959555723221783,3,25,7998.3504655615607,4.985065606033449E-4,1.1359229380680468E-3,3.6813672839506185E-4,1.055782261454126E-3]
[7.8000000000000005E-3,85.010652845032212,3,25,8101.9781556722382,5.0496181599076742E-4,1.1512318748890036E-3,3.7290339506172845E-4,1.0694611165487354E-3]
[7.9000000000000008E-3,85.06047224855088,3,25,8205.6074905353453,5.1141708540628503E-4,1.1665561834703628E-3,3.7767006172839522E-4,1.0831401887506655E-3]
[8.0000000000000002E-3,85.109059607959622,3,25,8309.2384701405754,5.1787236884992408E-4,1.181895864171056E-3,3.8243672839506176E-4,1.096819478058556E-3]
[8.0999999999999996E-3,85.156458446224832,3,25,8412.8710944776267,5.2432766632171102E-4,1.1972509173500134E-3,3.8720339506172842E-4,1.1104989844710467E-3]
[8.2000000000000007E-3,85.202710260274046,3,25,8516.5053635362001,5.307829778216722E-4,1.212621343366162E-3,3.9197006172839518E-4,1.1241787079867783E-3]
[8.3000000000000001E-3,85.247854637532527,3,25,8620.1412773059856,5.3723830334983364E-4,1.2280071425784245E-3,3.9673672839506184E-4,1.1378586486043901E-3]
[8.4000000000000012E-3,85.291929364507467,3,25,8723.7788357766822,5.436936429062219E-4,1.2434083153457219E-3,4.015033950617285E-4,1.1515388063225221E-3]
[8.5000000000000006E-3,85.334970528045957,3,25,8827.4180389379853,5.5014899649086311E-4,1.2588248620269715E-3,4.0627006172839521E-4,1.165219181139814E-3]
[8.6E-3,85.377012609837024,3,25,8931.0588867795905,5.5660436410378362E-4,1.2742567829810876E-3,4.1103672839506181E-4,1.1788997730549059E-3]
[8.7000000000000011E-3,85.418088574677725,3,25,9034.7013792911985,5.6305974574500999E-4,1.2897040785669826E-3,4.1580339506172852E-4,1.1925805820664382E-3]
[8.8000000000000005E-3,85.458229952978158,3,25,9138.3455164625011,5.6951514141456814E-4,1.305166749143564E-3,4.2057006172839518E-4,1.20626160817305E-3]
[8.8999999999999999E-3,85.497466917939477,3,25,9241.9912982831956,5.7597055111248451E-4,1.3206447950697376E-3,4.2533672839506183E-4,1.2199428513733819E-3]
[9.0000000000000011E-3,85.535828357801805,3,25,9345.6387247429811,5.8242597483878556E-4,1.3361382167044063E-3,4.301033950617286E-4,1.2336243116660736E-3]
[9.1000000000000004E-3,85.57334194352562,3,25,9449.2877958315476,5.8888141259349732E-4,1.3516470144064687E-3,4.3487006172839514E-4,1.2473059890497642E-3]
[9.1999999999999998E-3,85.610034192239794,3,25,9552.9385115385958,5.9533686437664623E-4,1.3671711885348218E-3,4.396367283950618E-4,1.2609878835230946E-3]
[9.300000000000001E-3,85.645930526762186,3,25,9656.590871853823,6.0179233018825876E-4,1.382710739448359E-3,4.4440339506172851E-4,1.2746699950847047E-3]
[9.4000000000000004E-3,85.681055331473289,3,25,9760.244876766923,6.0824781002836092E-4,1.3982656675059707E-3,4.4917006172839517E-4,1.2883523237332338E-3]
[9.4999999999999998E-3,85.714721525799249,3,25.100587639031943,9863.9025026292293,6.1500592145172044E-4,1.4138362563470952E-3,4.5393672839506182E-4,1.3020351303470582E-3]
[9.6000000000000009E-3,85.748367455933689,3,25.10122683358021,9967.5598512990728,6.2146655094978318E-4,1.4294219477427525E-3,4.5870339506172859E-4,1.3157179003714776E-3]
[9.7000000000000003E-3,85.781309289099525,3,25.101866474503709,10071.218845517975,6.2792723625685102E-4,1.4450230175080236E-3,4.6347006172839513E-4,1.3294008876083728E-3]
[9.7999999999999997E-3,85.813567750216805,3,25.102506561812842,10174.87948528452,6.3438797741557397E-4,1.4606394660032784E-3,4.6823672839506179E-4,1.3430840920575567E-3]
[9.9000000000000008E-3,85.845162758785008,3,25.103147095518025,10278.541770597303,6.4084877446860347E-4,1.4762712935888873E-3,4.730033950617285E-4,1.356767513718844E-3]
[0.01,85.876113467632294,3,25.103788075629659,10382.205701454925,6.4730962745859202E-4,1.4919185006252212E-3,4.7777006172839516E-4,1.3704511525920501E-3]
[1.0999999999999999E-2,86.15391688580435,3,25.110222431390692,11418.935514698522,7.119212432761835E-4,1.6492365200610874E-3,5.2543672839506182E-4,1.5072994879402049E-3]
[1.2E-2,86.38384593170548,3,25.11670143924535,12455.829880976285,7.7653849972130298E-4,1.808092880987554E-3,5.7310339506172849E-4,1.6441695442888696E-3]
[1.3000000000000001E-2,86.57662563541318,3,25.123225109600241,13492.888799082215,8.4116143947644633E-4,1.9684879437972852E-3,6.2077006172839516E-4,1.7810613214788525E-3]
[1.4E-2,86.740000344752872,3,25.129793452861115,14530.11226792522,9.0579010524197698E-4,2.1304220688962701E-3,6.6843672839506183E-4,1.917974819366129E-3]
[1.4999999999999999E-2,86.879701936971728,3,25.136406479432839,15567.500286529163,9.704245397361399E-4,2.2938956167042478E-3,7.161033950617285E-4,2.0549100378218495E-3]
[1.6E-2,87.000063649319856,3,25.143064199719408,16605.052854032867,1.035064785695078E-3,2.4589089476551298E-3,7.6377006172839528E-4,2.1918669767323385E-3]
[1.7000000000000001E-2,87.104422155318588,3,25.149766624123945,17642.76996969014,1.0997108858728471E-3,2.6254624221974231E-3,8.1143672839506205E-4,2.3288456359990984E-3]
[1.8000000000000002E-2,87.195388477307333,3,25.156513763048693,18680.651632869813,1.1643628830414329E-3,2.7935564007946548E-3,8.5910339506172861E-4,2.4658460155388153E-3]
[1.9E-2,87.275035080151369,3,25.163305626895031,19718.697843055761,1.2290208199907668E-3,2.9631912439257967E-3,9.0677006172839518E-4,2.6028681152833605E-3]
[0.02,87.345027917744432,3,25.170142226063447,20756.908599846924,1.2936847395287395E-3,3.1343673120856866E-3,9.5443672839506206E-4,2.7399119351797941E-3]
[2.1000000000000001E-2,87.406721444528657,3,25.177023570953576,21795.283902957326,1.3583546844812189E-3,3.3070849657854538E-3,1.0021033950617286E-3,2.8769774751903668E-3]
[2.1999999999999999E-2,87.461228169226487,3,25.183949671964161,22833.823752216114,1.4230306976920661E-3,3.4813445655529447E-3,1.0497700617283952E-3,3.0140647352925273E-3]
[2.3E-2,87.509470368732323,3,25.190920539493074,23872.528147567584,1.4877128220231496E-3,3.6571464719331453E-3,1.0974367283950617E-3,3.1511737154789211E-3]
[2.4E-2,87.552219081678146,3,25.197936183937326,24911.397089071193,1.5524011003543623E-3,3.8344910454886061E-3,1.1451033950617285E-3,3.2883044157573974E-3]
[2.5000000000000001E-2,87.590123888279948,3,25.204996615693034,25950.430576901592,1.6170955755836383E-3,4.013378646799866E-3,1.1927700617283953E-3,3.4254568361510103E-3]
[2.6000000000000002E-2,87.623735920170276,3,25.212101845155452,26989.628611348649,1.6817962906269656E-3,4.1938096364658789E-3,1.2404367283950621E-3,3.5626309766980217E-3]
[2.7E-2,87.653525830242387,3,25.219251882718957,28028.991192817477,1.7465032884184054E-3,4.3757843751044351E-3,1.2881033950617286E-3,3.6998268374519071E-3]
[2.8000000000000001E-2,87.6798979650749,3,25.226446738777057,29068.518321828462,1.8112166119101055E-3,4.5593032233525888E-3,1.3357700617283954E-3,3.8370444184813572E-3]
[2.9000000000000001E-2,87.703201644308578,3,25.233686423722371,30108.209999017279,1.8759363040723204E-3,4.7443665418670841E-3,1.3834367283950622E-3,3.9742837198702809E-3]
[0.03,87.723740213297134,3,25.240970947946661,31148.066225134928,1.9406624078934192E-3,4.9309746913247755E-3,1.4311033950617285E-3,4.1115447417178104E-3]
[3.1E-2,87.7417783655509,3,25.248300321840802,32188.087001047763,2.0053949663799133E-3,5.1191280324230605E-3,1.4787700617283953E-3,4.2488274841383043E-3]
[3.2000000000000001E-2,87.757548108867738,3,25.255674555794798,33228.272327737497,2.0701340225564588E-3,5.308826925880296E-3,1.5264367283950621E-3,4.3861319472613498E-3]
[3.3000000000000002E-2,87.771253659470275,3,25.263093660197782,34268.622206301246,2.1348796194658854E-3,5.5000717324362302E-3,1.5741033950617289E-3,4.5234581312317643E-3]
[3.4000000000000002E-2,87.783075482333786,3,25.270557645438004,35309.136637951546,2.1996318001692027E-3,5.6928628128524259E-3,1.6217700617283954E-3,4.6608060362096039E-3]
[3.5000000000000003E-2,87.79317364657193,3,25.278066521902851,36349.815624016388,2.2643906077456223E-3,5.8872005279126879E-3,1.6694367283950622E-3,4.7981756623701631E-3]
[3.6000000000000004E-2,87.801690627626286,3,25.28562029997882,37390.659165939243,2.3291560852925705E-3,6.083085238423486E-3,1.717103395061729E-3,4.9355670099039805E-3]
[3.6999999999999998E-2,87.808753659819246,3,25.29321899005155,38431.667265279051,2.3939282759257042E-3,6.28051730521438E-3,1.7647700617283951E-3,5.0729800790168351E-3]
[3.7999999999999999E-2,87.814476721250813,3,25.300862602505791,39472.839923710337,2.4587072227789343E-3,6.4794970891384552E-3,1.8124367283950619E-3,5.2104148699297645E-3]
[3.9E-2,87.818962216370949,3,25.308551147725431,40514.177143023124,2.5234929690044279E-3,6.6800249510727359E-3,1.8601033950617287E-3,5.3478713828790519E-3]
[0.04,87.822302408620004,3,25.316284636093471,41555.678925123044,2.5882855577726389E-3,6.8821012519186195E-3,1.9077700617283954E-3,5.4853496181162418E-3]
[4.1000000000000002E-2,87.824580645403486,3,25.32406307799204,42597.345272031322,2.6530850322723145E-3,7.0857263526022986E-3,1.9554367283950622E-3,5.6228495759081346E-3]
[4.2000000000000003E-2,87.825872409691641,3,25.331886483802403,43639.176185884811,2.7178914357105155E-3,7.2909006140751921E-3,2.003103395061729E-3,5.7603712565367947E-3]
[4.3000000000000003E-2,87.826246226212135,3,25.339754863904936,44681.171668936018,2.7827048113126304E-3,7.4976243973143668E-3,2.0507700617283953E-3,5.8979146602995544E-3]
[4.3999999999999997E-2,87.825764445164282,3,25.347668228679144,45723.331723553158,2.8475252023223946E-3,7.7058980633229702E-3,2.0984367283950621E-3,6.035479787509017E-3]
[4.4999999999999998E-2,87.824483922342026,3,25.355626588503664,46765.656352220132,2.9123526520019052E-3,7.915721973130653E-3,2.1461033950617285E-3,6.1730666384930575E-3]
[4.5999999999999999E-2,87.822456611296204,3,25.363629953756252,47808.145557536584,2.9771872036316351E-3,8.1270964877939965E-3,2.1937700617283957E-3,6.3106752135948293E-3]
[4.7E-2,87.819730080528061,3,25.371678334813787,48850.799342217906,3.0420289005104514E-3,8.3400219683969386E-3,2.241436728395062E-3,6.4483055131727635E-3]
[4.8000000000000001E-2,87.816347966558197,3,25.379771742052277,49893.617709095306,3.1068777859556336E-3,8.5544987760512083E-3,2.2891033950617288E-3,6.5859575376005803E-3]
[4.9000000000000002E-2,87.812350371958772,3,25.387910185846852,50936.600661115772,3.1717339033028851E-3,8.7705272718967397E-3,2.3367700617283956E-3,6.7236312872672819E-3]
[0.05,87.807774215994186,3,25.39609367657177,51979.748201342154,3.236597295906354E-3,8.9881078171021138E-3,2.3844367283950623E-3,6.8613267625771647E-3]
[5.1000000000000004E-2,87.802653544324968,3,25.404322224600413,53023.060332953173,3.3014680071386461E-3,9.2072407728649806E-3,2.4321033950617291E-3,6.9990439639498192E-3]
[5.2000000000000005E-2,87.797019803244623,3,25.412595840305286,54066.537059243426,3.3663460803908425E-3,9.4279265004124802E-3,2.4797700617283959E-3,7.136782891820132E-3]
[5.2999999999999999E-2,87.79090208309907,3,25.420914534058017,55110.178383623424,3.4312315590725182E-3,9.6501653610016787E-3,2.5274367283950618E-3,7.2745435466382916E-3]
[5.3999999999999999E-2,87.784327334854737,3,25.429278316229368,56153.984309619664,3.4961244866117572E-3,9.8739577159199978E-3,2.575103395061729E-3,7.4123259288697953E-3]
[5.5E-2,87.77732056320859,3,25.437687197189216,57197.954840874583,3.5610249064551634E-3,1.0099303926485637E-2,2.6227700617283954E-3,7.5501300389954453E-3]
[5.6000000000000001E-2,87.769904999151919,3,25.446141187306566,58242.089981146608,3.6259328620678885E-3,1.0326204354048E-2,2.6704367283950621E-3,7.6879558775113524E-3]
[5.7000000000000002E-2,87.762102254493684,3,25.454640296949545,59286.389734310222,3.6908483969336344E-3,1.0554659359988132E-2,2.7181033950617289E-3,7.8258034449289488E-3]
[5.8000000000000003E-2,87.753932460506334,3,25.463184536485414,60330.854104355931,3.7557715545546841E-3,1.0784669305719141E-2,2.7657700617283957E-3,7.9636727417749832E-3]
[5.9000000000000004E-2,87.745414392565266,3,25.471773916280547,61375.483095390344,3.820702378451907E-3,1.1016234552686631E-2,2.8134367283950625E-3,8.1015637685915246E-3]
[0.06,87.736565582405206,3,25.480408446700451,62420.276711636165,3.8856409121647813E-3,1.1249355462369123E-2,2.8611033950617288E-3,8.2394765259359744E-3]
[6.0999999999999999E-2,87.727402419405948,3,25.489088138109754,63465.234957432229,3.9505871992514081E-3,1.1484032396278494E-2,2.9087700617283956E-3,8.3774110143810549E-3]
[6.2E-2,87.717940242137573,3,25.497813000872203,64510.35783723354,4.0155412832885299E-3,1.1720265715960403E-2,2.9564367283950624E-3,8.5153672345148271E-3]
[6.3E-2,87.708193421241376,3,25.506583045350684,65555.645355611268,4.080503207871543E-3,1.1958055782994711E-2,3.0041033950617287E-3,8.6533451869406867E-3]
[6.4000000000000001E-2,87.698175434587924,3,25.515398281907192,66601.097517252827,4.1454730166145216E-3,1.2197402958995927E-2,3.0517700617283959E-3,8.7913448722773731E-3]
[6.5000000000000002E-2,87.687898935539224,3,25.524258720902857,67646.714326961825,4.2104507531502229E-3,1.2438307605613616E-2,3.0994367283950623E-3,8.9293662911589609E-3]
[6.6000000000000003E-2,87.677375815041842,3,25.533164372697929,68692.495789658205,4.2754364611301207E-3,1.2680770084532856E-2,3.147103395061729E-3,9.0674094442348835E-3]
[6.7000000000000004E-2,87.666617258191906,3,25.542115247651783,69738.441910378126,4.3404301842244024E-3,1.2924790757474632E-2,3.1947700617283958E-3,9.2054743321699131E-3]
[6.8000000000000005E-2,87.655633795837801,3,25.551111356122917,70784.552694274127,4.4054319661220006E-3,1.3170369986196306E-2,3.242436728395063E-3,9.3435609556441843E-3]
[6.9000000000000006E-2,87.644435351720887,3,25.560152708468959,71830.828146615051,4.4704418505305994E-3,1.3417508132492012E-2,3.2901033950617289E-3,9.4816693153531861E-3]
[7.0000000000000007E-2,87.633031285598349,3,25.569239315046655,72877.268272786168,4.5354598811766659E-3,1.3666205558193111E-2,3.3377700617283957E-3,9.6197994120077734E-3]
[7.1000000000000008E-2,87.621430432741704,3,25.578371186211879,73923.873078289107,4.6004861018054451E-3,1.3916462625168604E-2,3.3854367283950629E-3,9.7579512463341622E-3]
[7.2000000000000008E-2,87.609641140161798,3,25.587548332319624,74970.64256874194,4.6655205561809965E-3,1.4168279695325567E-2,3.4331033950617297E-3,9.8961248190739363E-3]
[7.2999999999999995E-2,87.597671299872218,3,25.596770763724013,76017.576749879168,4.7305632880861991E-3,1.4421657130609587E-2,3.4807700617283956E-3,1.0034320130984049E-2]
[7.3999999999999996E-2,87.585528379469949,3,25.606038490778293,77064.675627551842,4.795614341322774E-3,1.4676595293005192E-2,3.528436728395062E-3,1.0172537182836843E-2]
[7.4999999999999997E-2,87.573219450282338,3,25.615351523834832,78111.939207727482,4.8606737597113019E-3,1.4933094544536278E-2,3.5761033950617287E-3,1.0310775975420027E-2]
[7.5999999999999998E-2,87.56075121330332,3,25.624709873245124,79159.367496490144,4.9257415870912289E-3,1.5191155247266533E-2,3.6237700617283959E-3,1.0449036509536699E-2]
[7.6999999999999999E-2,87.548130023118901,3,25.634113549359785,80206.960500040426,4.9908178673208963E-3,1.5450777763299875E-2,3.6714367283950623E-3,1.0587318786005336E-2]
[7.8E-2,87.535361910001498,3,25.643562562528562,81254.718224695593,5.0559026442775603E-3,1.5711962454780896E-2,3.7191033950617286E-3,1.0725622805659819E-2]
[7.9000000000000001E-2,87.522452600334432,3,25.653056923100319,82302.640676889467,5.1209959618573877E-3,1.5974709683895267E-2,3.7667700617283963E-3,1.086394856934941E-2]
[0.08,87.509407535512153,3,25.662596641423043,83350.72786317252,5.1860978639754925E-3,1.6239019812870185E-2,3.8144367283950626E-3,1.1002296077938773E-2]
[8.1000000000000003E-2,87.496231889447131,3,25.672181727843849,84398.979790211946,5.2512083945659505E-3,1.6504893203974809E-2,3.8621033950617294E-3,1.1140665332307977E-2]
[8.2000000000000003E-2,87.48293058480192,3,25.681812192708978,85447.396464791585,5.3163275975818044E-3,1.6772330219520671E-2,3.9097700617283957E-3,1.1279056333352489E-2]
[8.3000000000000004E-2,87.469508308053321,3,25.691488046363791,86495.977893812058,5.3814555169950928E-3,1.7041331221862133E-2,3.957436728395063E-3,1.1417469081983192E-2]
[8.4000000000000005E-2,87.45596952348555,3,25.701209299152772,87544.724084290719,5.4465921967968671E-3,1.7311896573396802E-2,4.0051033950617302E-3,1.1555903579126375E-2]
[8.5000000000000006E-2,87.442318486200165,3,25.710975961419532,88593.635043361675,5.5117376809971945E-3,1.7584026636565962E-2,4.0527700617283956E-3,1.1694359825723741E-2]
[8.6000000000000007E-2,87.428559254222492,3,25.720788043506808,89642.710778275941,5.5768920136251964E-3,1.7857721773855025E-2,4.1004367283950629E-3,1.1832837822732424E-2]
[8.7000000000000008E-2,87.414695699776843,3,25.730645555756453,90691.951296401268,5.6420552387290435E-3,1.8132982347793931E-2,4.1481033950617292E-3,1.1971337571124967E-2]
[8.7999999999999995E-2,87.400731519796437,3,25.740548508509452,91741.356605222332,5.7072274003759889E-3,1.8409808720957606E-2,4.1957700617283955E-3,1.2109859071889348E-2]
[8.8999999999999996E-2,87.386670245727828,3,25.750496912105909,92790.926712340704,5.7724085426523759E-3,1.8688201255966392E-2,4.2434367283950628E-3,1.2248402326028973E-2]
[0.09,87.372515252684593,3,25.760490776885053,93840.661625474881,5.837598709663664E-3,1.8968160315486461E-2,4.2911033950617291E-3,1.2386967334562684E-2]
[9.0999999999999998E-2,87.358269768000042,3,25.770530113185238,94890.561352460281,5.9027979455344324E-3,1.9249686262230274E-2,4.3387700617283954E-3,1.2525554098524757E-2]
[9.1999999999999998E-2,87.343936879224572,3,25.780614931343937,95940.625901249354,5.968006294408414E-3,1.9532779458956991E-2,4.3864367283950626E-3,1.2664162618964915E-2]
[9.2999999999999999E-2,87.329519541609173,3,25.790745241697756,96990.855279911513,6.0332238004484964E-3,1.981744026847292E-2,4.4341033950617299E-3,1.280279289694832E-2]
[9.4E-2,87.315020585113231,3,25.800921054582417,98041.249496633231,6.0984505078367475E-3,2.0103669053631937E-2,4.4817700617283962E-3,1.2941444933555587E-2]
[9.5000000000000001E-2,87.300442720971702,3,25.811142380332765,99091.808559718032,6.1636864607744375E-3,2.0391466177335928E-2,4.5294367283950625E-3,1.3080118729882781E-2]
[9.6000000000000002E-2,87.285788547853258,3,25.821409229282775,100142.53247758653,6.2289317034820409E-3,2.0680832002535215E-2,4.5771033950617289E-3,1.3218814287041422E-2]
[9.7000000000000003E-2,87.271060557639345,3,25.831721611765541,101193.42125877651,6.2941862801992685E-3,2.0971766892229012E-2,4.6247700617283961E-3,1.3357531606158499E-2]
[9.8000000000000004E-2,87.256261140850583,3,25.842079538113278,102244.47491194283,6.359450235185078E-3,2.1264271209465824E-2,4.6724367283950624E-3,1.3496270688376454E-2]
[9.9000000000000005E-2,87.241392591745722,3,25.852483018657335,103295.69344585757,6.4247236127176919E-3,2.1558345317343897E-2,4.7201033950617288E-3,1.3635031534853199E-2]
[0.1,87.22645711311587,3,25.86293206372817,104347.07686941003,6.4900064570946117E-3,2.1853989579011666E-2,4.7677700617283969E-3,1.3773814146762124E-2]
[0.11,87.073848711411316,3,25.969930835485187,114869.98207450754,7.1433653365728864E-3,2.4896870583520938E-2,5.2444367283950629E-3,1.5162837633834995E-2]
[0.12000000000000001,86.916436150549785,3,26.081497416923447,125409.38689292339,7.7977197715721628E-3,2.809716681954675E-2,5.7211033950617298E-3,1.6554039069865887E-2]
[0.13,86.755429448874253,3,26.197642124042126,135965.30215229085,8.4531143804712286E-3,3.1455242331562792E-2,6.1977700617283958E-3,1.7947419884102391E-2]
[0.14000000000000001,86.591693458219368,3,26.318375264069477,146537.73985860957,9.1095939783078887E-3,3.497146176160186E-2,6.6744367283950636E-3,1.9342981661336463E-2]
[0.15,86.425862614338698,3,26.443707135460084,157126.71319917144,9.7672035785508447E-3,3.8646190393009455E-2,7.1511033950617288E-3,2.0740726142290632E-2]
[0.16,86.258412761406689,3,26.573648027892126,167732.23654552462,1.042598839488949E-2,4.247979419433523E-2,7.6277700617283966E-3,2.2140655224009251E-2]
[0.17,86.089707685236064,3,26.708208222264624,178354.32545647412,1.1085993843041665E-2,4.647263986336387E-2,8.1044367283950643E-3,2.3542770960254585E-2]
[0.18,85.920030169296524,3,26.847397990694702,188992.99668111998,1.1747265542579328E-2,5.0625094871287545E-2,8.5811033950617295E-3,2.4947075561907839E-2]
[0.19,85.7496032638971,3,26.991227596514836,199648.26816193224,1.2409849318772209E-2,5.4937527507021626E-2,9.0577700617283964E-3,2.6353571397375056E-2]
[0.2,85.578605187210314,3,27.139707294270103,210320.1590378625,1.3073791204449337E-2,5.9410306921665511E-2,9.5344367283950633E-3,2.7762260992997851E-2]
[0.21000000000000002,85.407179976894113,3,27.292847329715428,221008.6896474924,1.373913744187855E-2,6.4043803173110481E-2,1.001110339506173E-2,2.9173147033468995E-2]
[0.22,85.235445241983015,3,27.450657939812846,231713.88153221825,1.4405934484663896E-2,6.8838387270796275E-2,1.0487770061728397E-2,3.0586232362252809E-2]
[0.23,85.063497896070032,3,27.613149352728737,242435.75743947201,1.5074228999661011E-2,7.3794431220618378E-2,1.0964436728395064E-2,3.2001519982010306E-2]
[0.24000000000000002,84.891418459606157,3,27.780331787831084,253174.34132597785,1.5744067868910361E-2,7.8912308069987377E-2,1.1441103395061733E-2,3.3419013055029076E-2]
[0.25,84.719274331335185,3,27.952215455686712,263929.65836104471,1.6415498191588447E-2,8.4192391953042706E-2,1.1917770061728398E-2,3.4838714903657905E-2]
[0.26,84.547122305984459,3,28.128810558058532,274701.73492989433,1.7088567285976984E-2,8.9635058136022183E-2,1.2394436728395065E-2,3.6260629010746052E-2]
[0.27,84.375010533342149,3,28.310127287902791,285490.598637024,1.7763322691449836E-2,9.5240683062788892E-2,1.2871103395061732E-2,3.7684759020087166E-2]
[0.28000000000000003,84.202980058177488,3,28.496175829366315,296296.27830960439,1.8439812170478104E-2,0.10100964440051755,1.33477700617284E-2,3.9111108736867781E-2]
[0.29000000000000004,84.031066042042369,3,28.686966357783746,307118.80400091188,1.911808371065294E-2,0.10694232108554169,1.3824436728395067E-2,4.0539682128120369E-2]
[0.3,83.85929874108389,3,28.882509039674783,317958.206993795,1.9798185526726367E-2,0.11303909336936338,1.4301103395061729E-2,4.1970483323180943E-2]
[0.31,83.68770429489166,3,29.082814032741425,328814.51980417495,2.0480166062670044E-2,0.11930034286482734,1.4777770061728399E-2,4.3403516614151094E-2]
[0.32,83.5163053676646,3,29.287891485865217,339687.7761845786,2.1164073993751892E-2,0.12572645259246029,1.5254436728395066E-2,4.4838786456364375E-2]
[0.33,83.345121672985329,3,29.497751539104474,350578.01112770586,2.1849958228630676E-2,0.13231780702697835,1.5731103395061733E-2,4.6276297468857176E-2]
[0.34,83.174170406137023,3,29.712404323691519,361485.26087002899,2.2537867911468529E-2,0.13907479214396276,1.62077700617284E-2,4.7716054434843828E-2]
[0.35000000000000003,83.003466602432695,3,29.931859962029936,372409.56289542385,2.3227852424061349E-2,0.14599779546670619,1.6684436728395067E-2,4.9158062302195951E-2]
[0.36,82.833023435927316,3,30.156128567691781,383350.95593883359,2.3919961387987201E-2,0.15308720611323082,1.716110339506173E-2,5.0602326183926037E-2]
[0.37,82.662852469778713,3,30.385220245414843,394309.47998996318,2.4614244666772603E-2,0.16034341484347986,1.7637770061728397E-2,5.2048851358675138E-2]
[0.38,87.495578925790824,1,28.863435802124442,400000,3.0442207537974192E-2,0.10142870153071852,2.1972442094066146E-2,2.3451921420987728E-2]
[0.39,87.569843837829865,1,28.929858165666396,400000,3.1984386400754905E-2,0.10221590153071852,2.3075585943825114E-2,2.3488144727485102E-2]
[0.4,87.636450912863239,1,28.997417945402177,400000,3.3567736319588808E-2,0.10300310153071852,2.420733143191799E-2,2.3524397070300306E-2]
[0.41000000000000003,87.695930681996359,1,29.066115510977404,400000,3.5192336237496645E-2,0.10379030153071851,2.5367678575451996E-2,2.3560678752626109E-2]
[0.42000000000000004,87.748766340425476,1,29.135951232130356,400000,3.6858266490943051E-2,0.10457750153071851,2.6556627391567403E-2,2.359699007824068E-2]
[0.43,87.795398902252131,1,29.206925478691993,400000,3.8565608812747919E-2,0.10536470153071852,2.7774177897437476E-2,2.3633331351507351E-2]
[0.44,87.836231696107177,1,29.279038620585982,400000,4.0314446335020807E-2,0.10615190153071852,2.9020330110268517E-2,2.3669702877374386E-2]
[0.45,87.871634297877279,1,29.352291027828723,400000,4.2104863592118527E-2,0.10693910153071852,3.0295084047299789E-2,2.3706104961374725E-2]
[0.46,87.901945981079479,1,29.426683070529393,400000,4.3936946523626064E-2,0.10772630153071852,3.1598439725803534E-2,2.3742537909625775E-2]
[0.47000000000000003,87.927478752521807,1,29.502215118889957,400000,4.5810782477360729E-2,0.10851350153071852,3.2930397163084983E-2,2.3779002028829158E-2]
[0.48000000000000004,87.948520030261136,1,29.578887543205216,400000,4.7726460212399846E-2,0.10930070153071852,3.429095637648228E-2,2.3815497626270492E-2]
[0.49,87.965335012084822,1,29.656700713862818,400000,4.9684069902131991E-2,0.11008790153071851,3.5680117383366523E-2,2.3852025009819117E-2]
[0.5,87.978168775452403,1,29.735655001343293,400000,5.1683703137331838E-2,0.11087510153071851,3.7097880201141763E-2,2.3888584487927886E-2]
[0.51,87.98724814376007,1,29.815750776220092,400000,5.3725452929258725E-2,0.11166230153071852,3.8544244847244905E-2,2.3925176369632876E-2]
[0.52,87.992783348711811,1,29.896988409159608,400000,5.580941371277906E-2,0.11244950153071852,4.0019211339145794E-2,2.3961800964553165E-2]
[0.53,87.994969514320658,1,29.979368270921192,400000,5.7935681349512907E-2,0.11323670153071852,4.1522779694347124E-2,2.3998458582890573E-2]
[0.54,87.993987984476021,1,30.062890732357211,400000,6.0104353131004089E-2,0.11402390153071852,4.3054949930384473E-2,2.4035149535429373E-2]
[0.55000000000000004,87.990007512983155,1,30.147556164413057,400000,6.2315527781914966E-2,0.11481110153071852,4.4615722064826259E-2,2.4071874133536057E-2]
[0.56000000000000005,87.983185332413882,1,30.233364938127178,400000,6.4569305463245158E-2,0.11559830153071853,4.6205096115273736E-2,2.410863268915903E-2]
[0.57000000000000006,87.973668115926344,1,30.320317424631114,400000,6.6865787775574587E-2,0.11638550153071853,4.7823072099360986E-2,2.4145425514828383E-2]
[0.58000000000000007,87.961592844351983,1,30.40841399514952,400000,6.9205077762330994E-2,0.11717270153071853,4.9469650034754876E-2,2.4182252923655518E-2]
[0.59,87.947087589259496,1,30.497655021000195,400000,7.1587279913082141E-2,0.11795990153071852,5.1144829939155062E-2,2.4219115229332969E-2]
[0.6,87.930272221343472,1,30.588040873594121,400000,7.401250016685236E-2,0.11874710153071852,5.2848611830294011E-2,2.4256012746133999E-2]
[0.61,87.911259052315586,1,30.679571924435482,400000,7.648084591546403E-2,0.11953430153071852,5.4580995725936887E-2,2.4292945788912376E-2]
[0.62,87.890153417468625,1,30.772248545121695,400000,7.8992426006903677E-2,0.12032150153071852,5.6341981643881621E-2,2.4329914673101999E-2]
[0.63,87.867054205213151,1,30.866071107343437,400000,8.1547350748713304E-2,0.12110870153071851,5.8131569601958838E-2,2.4366919714716613E-2]
[0.64,87.842054339133639,1,30.961039982884689,400000,8.4145731911406479E-2,0.12189590153071851,5.9949759618031867E-2,2.440396123034947E-2]
[0.65,87.81524121745781,1,31.057155543622741,400000,8.6787682731909649E-2,0.12268310153071851,6.179655170999674E-2,2.4441039537172967E-2]
[0.66,87.786697114264285,1,31.154418161528241,400000,8.9473317917028561E-2,0.12347030153071852,6.3671945895782109E-2,2.4478154952938324E-2]
[0.67,87.756499546259448,1,31.252828208665221,400000,9.2202753646940361E-2,0.12425750153071852,6.5575942193349307E-2,2.4515307795975241E-2]
[0.68,87.724721608521776,1,31.352386057191122,400000,9.4976107578710445E-2,0.12504470153071853,6.7508540620692239E-2,2.4552498385191468E-2]
[0.69000000000000006,87.691432282234089,1,31.453092079356814,400000,9.7793498849835792E-2,0.12583190153071852,6.9469741195837431E-2,2.4589727040072489E-2]
[0.70000000000000007,87.656696717092942,1,31.554946647506647,400000,0.10065504808181297,0.12661910153071851,7.1459543936843992E-2,2.46269940806811E-2]
[0.71,87.620576490793013,1,31.657950134078472,400000,0.10356087738373236,0.12740630153071852,7.347794886180356E-2,2.4664299827657027E-2]
[0.72,87.581450719515814,1,31.862113744711888,400000,0.10656239270334379,0.12819350153071851,7.552499492215331E-2,2.4702334620317363E-2]
[0.73,87.542637155694138,1,31.971790635101613,400000,0.10956088686339735,0.12898070153071853,7.7600606554431725E-2,2.4739759241621046E-2]
[0.74,87.502600234548609,1,32.08276253090542,400000,0.11260426201308003,0.12976790153071852,7.9704820532513598E-2,2.4777225437779663E-2]
[0.75,87.461389310217811,1,32.195033146905168,400000,0.11569265721533357,0.1305551015307185,8.1837636878474063E-2,2.4814733600032616E-2]
[0.76,87.419051182918608,1,32.30860624155536,400000,0.11882621344732243,0.13134230153071852,8.3999055614517967E-2,2.485228412191863E-2]
[0.77,87.375630258790281,1,32.423485617091949,400000,0.12200507361492274,0.13212950153071851,8.618907676298139E-2,2.4889877399301059E-2]
[0.78,87.331168697882759,1,32.539675119641871,400000,0.12522938256740992,0.13291670153071852,8.8407700346332954E-2,2.4927513830393287E-2]
[0.79,87.285706551302368,1,32.657178639333345,400000,0.12849928711234684,0.13370390153071851,9.0654926387175344E-2,2.4965193815784385E-2]
[0.8,87.23928188843027,1,32.776000110406947,400000,0.13181493603067351,0.13449110153071853,9.2930754908246718E-2,2.5002917758464756E-2]
[0.81,87.191930915041794,1,32.89614351132748,400000,0.13517648009200064,0.13527830153071851,9.5235185932422223E-2,2.5040686063852027E-2]
[0.82000000000000006,87.143688083076597,1,33.017612864896591,400000,0.13858407207010784,0.13606550153071853,9.7568219482715379E-2,2.5078499139817034E-2]
[0.83000000000000007,87.094586192740067,1,33.140412238366217,400000,0.14203786675864882,0.13685270153071852,9.9929855582279639E-2,2.5116357396709907E-2]
[0.84,87.044656487553496,1,33.264545743552745,400000,0.14553802098706445,0.13763990153071851,0.1023200942544098,2.5154261247386418E-2]
[0.85,86.993928742914505,1,33.390017536952065,400000,0.14908469363670601,0.13842710153071852,0.10473893552254358,2.5192211107234276E-2]
[0.86,86.942431348678511,1,33.516831819855284,400000,0.15267804565716964,0.13921430153071851,0.10718637941026299,2.5230207394199747E-2]
[0.87,86.890191386226988,1,33.644992838465349,400000,0.15631824008284437,0.14000150153071853,0.10966242594129594,2.5268250528814311E-2]
[0.88,86.8372347004467,1,33.774504884014405,400000,0.16000544204967479,0.14078870153071851,0.11216707513951769,2.5306340934221485E-2]
[0.89,86.783585967007681,1,33.905372292881985,400000,0.1637398188121405,0.14157590153071853,0.11470032702895247,2.5344479036203779E-2]
[0.9,86.7292687552941,1,34.037599446713955,400000,0.16752153976045406,0.14236310153071852,0.11726218163377486,2.538266526320981E-2]
[0.91,86.674305587312006,1,34.17119077254236,400000,0.17135077643797847,0.14315030153071853,0.11985263897831146,2.5420900046381551E-2]
[0.92,86.618717992870728,1,34.306150742905956,400000,0.17522770255886772,0.14393750153071852,0.12247169908704236,2.5459183819581746E-2]
[0.93,86.562526561309852,1,34.442483875971668,400000,0.17915249402592989,0.14472470153071851,0.12511936198460277,2.5497517019421399E-2]
[0.94000000000000006,86.505750990021269,1,34.580194735656796,400000,0.18312532894871658,0.14551190153071852,0.12779562769578445,2.5535900085287506E-2]
[0.95000000000000007,86.448410129995551,1,34.719287931752064,400000,0.1871463876618395,0.14629910153071851,0.13050049624553742,2.5574333459370859E-2]
[0.96000000000000008,86.390522028603058,1,34.859768120045509,400000,0.19121585274351643,0.14708630153071853,0.13323396765897147,2.5612817586694033E-2]
[0.97,86.332103969803754,1,35.001640002447139,400000,0.19533390903434855,0.14787350153071852,0.13599604196135767,2.5651352915139519E-2]
[0.98,86.273172511963878,1,35.1449083271145,400000,0.19950074365633075,0.1486607015307185,0.13878671917813024,2.5689939895477982E-2]
[0.99,86.21374352344408,1,35.289577888579018,400000,0.2037165460320968,0.14944790153071852,0.14160599933488782,2.5728578981396678E-2]
[1,86.153832216110345,1,35.435653527873185,400000,0.20798150790440206,0.15023510153071851,0.14445388245739524,2.576727062952806E-2]
[]
[]
[]
[]
[]
[]
[]
[]
[]
[]
[]
[]
[]
[]
[]
[]
[]
[]
[]
[]
[]
[]
[]
[]
[]
[]
[]
[]
[]
[]
[]
[]
[]
[]
[]
[]
[]
[]
[]
[]
[]
[]
[]
[]
[]
[]
[]
[]
[]
[]
[]
[]
[]
[]
[]
[]
[]
[]
[]
[]
[]
[]
[]
[]
[]
[]
[]
[]
[]
[]
[]
[]
[]
[]
[]
[]
[]
[]
[]
[]
[]
[]
[]
[]
[]
[]
[]
[]
[]
[]
[]
[]
[]
[]
[]
[]
[]
[]
[]
[]
[]
[]
[]
[]
[]
[]
[]
[]
[]
[]
[]
[]
[]
[]
[]
[]
[]
[]
[]
[]
[]
[]
[]
[]
[]
[]
[]
[]
[]
[]
[]
[]
[]
[]
[]
[]
[]
[]
[]
[]
[]
[]
[]
[]
[]
[]
[]
[]
[]
[]
[]
[]
[]
[]
[]
[]
[]
[]
[]
[]
[]
[]
[]
[]
[]
[]
[]
[]
[]
[]
[]
[]
[]
[]
[]
[]
[]
[]
[]
[]
[]
[]
[]
[]
[]
[]
[]
[]
[]
[]
[]
[]
[]
[]
[]
[]
[]
[]
[]
[]
[]
[]
[]
[]
[]
[]
[]
[]
[]
[]
[]
[]
[]
[]
[]
[]
[]
[]
[]
[]
[]
[]
[]
[]
[]
[]
[]
[]
[]
[]
[]
[]
[]
[]
[]
[]
[]
[]
[]
[]
[]
[]
[]
[]
[]
[]
[]
[]
[]
[]
[]
[]
[]
[]
[]
[]
[]
[]
[]
[]
[]
[]
[]
[]
[]
[]
[]
[]
[]
[]
[]
[]
[]
[]
[]
[]
[]
[]
[]
[]
[]
[]
[]
[]
[]
[]
[]
[]
[]
[]
[]
[]
[]
[]
[]
[]
[]
[]
[]
[]
[]
[]
[]
[]
[]
[]
[]
[]
[]
[]
[]
[]
[]
[]
[]
[]
[]
[]
[]
[]
[]
[]
[]
[]
[]
[]
[]
[]
[]
[]
[]
[]
[]
[]
[]
[]
[]
[]
[]
[]
[]
[]
[]
[]
[]
[]
[]
[]
[]
[]
[]
[]
[]
[]
[]
[]
[]
[]
[]
[]
[]
[]
[]
[]
[]
[]
[]
[]
[]
[]
[]
[]
[]
[]
[]
[]
[]
[]
[]
[]
[]
[]
[]
[]
[]
[]
[]
[]
[]
[]
[]
[]
[]
[]
[]
[]
[]
[]
[]
[]
[]
[]
[]
[]
[]
[]
[]
[]
[]
[]
[]
[]
[]
[]
[]
[]
[]
[]
[]
[]
[]
[]
[]
[]
[]
[]
[]
[]
[]
[]
[]
[]
[]
[]
[]
[]
[]
[]
[]
[]
[]
[]
[]
[]
[]
[]
[]
[]
[]
[]
[]
[]
[]
[]
[]
[]
[]
[]
[]
[]
[]
[]
[]
[]
[]
[]
[]
[]
[]
[]
[]
[]
[]
[]
[]
[]
[]
[]
[]
[]
[]
[]
[]
[]
[]
[]
[]
[]
[]
[]
[]
[]
[]
[]
[]
[]
[]
[]
[]
[]
[]
[]
[]
[]
[]
[]
[]
[]
[]
[]
[]
[]
[]
[]
[]
[]
[]
[]
[]
[]
[]
[]
[]
[]
[]
[]
[]
[]
[]
[]
[]
[]
[]
[]
[]
[]
[]
[]
[]
[]
[]
[]
[]
[]
[]
[]
[]
[]
[]
[]
[]
[]
[]
[]
[]
[]
[]
[]
[]
[]
[]
[]
[]
[]
[]
[]
[]
[]
[]
[]
[]
[]
[]
[]
[]
[]
[]
[]
[]
[]
[]
[]
[]
[]
[]
[]
[]
[]
[]
[]
[]
[]
[]
[]
[]
[]
[]
[]
[]
[]
[]
[]
[]
[]
[]
[]
[]
[]
[]
[]
[]
[]
[]
[]
[]
[]
[]
[]
[]
[]
[]
[]
[]
[]
[]
[]
[]
[]
[]
[]
[]
[]
[]
[]
[]
[]
[]
[]
[]
[]
[]
[]
[]
[]
[]
[]
[]
[]
[]
[]
[]
[]
[]
[]
[]
[]
[]
[]
[]
[]
[]
[]
[]
[]
[]
[]
[]
[]
[]
[]
[]
[]
[]
[]
[]
[]
[]
[]
[]
[]
[]
[]
[]
[]
[]
[]
[]
[]
[]
[]
[]
[]
[]
[]
[]
[]
[]
[]
[]
[]
[]
[]
[]
[]
[]
[]
[]
[]
[]
[]
[]
[]
[]
[]
[]
[]
[]
[]
[]
[]
[]
[]
[]
[]
[]
[]
[]
[]
[]
[]
[]
[]
[]
[]
[]
[]
[]
[]
[]
[]
[]
[]
[]
[]
[]
[]
[]
[]
[]
[]
[]
[]
[]
[]
[]
[]
[]
[]
[]
[]
[]
[]
[]
[]
[]
[]
[]
[]
[]
[]
[]
[]
[]
[]
[]
[]
[]
[]
[]
[]
[]
[]
[]
[]
[]
[]
[]
[]
[]
[]
[]
[]
[]
[]
[]
[]
[]
[]
[]
[]
[]
[]
[]
[]
[]
[]
[]
[]
[]
[]
[]
[]
[]
[]
[]
[]
[]
[]
[]
[]
[]
[]
[]
[]
[]
[]
[]
[]
[]
[]
[]
[]
[]
[]
[]
[]
[]
[]
[]
[]
[]
[]
[]
[]
[]
[]
[]
[]
[]
[]
[]
[]
[]
[]
[]
[]
[]
[]
[]
[]
[]
[]
[]
[]
[]
[]
[]
[]
[]
[]
[]
[]
[]
[]
[]
[]
[]
[]
[]
[]
[]
[]
[]
[]
[]
[]
[]
[]
[]
[]
[]
[]
[]
[]
[]
[]
[]
[]
[]
[]
[]
[]
[]
[]
[]
[]
[]
[]
[]
[]
[]
[]
[]
[]
[]
[]
[]
[]
[]
[]
[]
[]
[]
[]
[]
[]
[]
[]
[]
[]
[]
[]
[]
[]
[]
[]
[]
[]
[]
[]
[]
[]
[]
[]
[]
[]
[]
[]
[]
[]
[]
[]
[]
[]
[]
[]
[]
[]
[]
[]
[]
[]
[]
[]
[]
[]
[]
[]
[]
[]
[]
[]
[]
[]
[]
[]
[]
[]
[]
[]
[]
[]
[]
[]
[]
[]
[]
[]
[]
[]
[]
[]
[]
[]
[]
[]
[]
[]
[]
[]
[]
[]
[]
[]
[]
[]
[]
[]
[]
[]
[]
[]
[]
[]
[]
[]
[]
[]
[]
[]
[]
[]
[]
[]
[]
[]
[]
[]
[]
[]
[]
[]
[]
[]
[]
[]
[]
[]
[]
[]
[]
[]
[]
[]
[]
[]
[]
[]
[]
[]
[]
[]
[]
[]
[]
[]
[]
[]
[]
[]
[]
[]
[]
[]
[]
[]
[]
[]
[]
[]
[]
[]
[]
[]
[]
[]
[]
[]
[]
[]
[]
[]
[]
[]
[]
[]
[]
[]
[]
[]
[]
[]
[]
[]
[]
[]
[]
[]
[]
[]
[]
[]
[]
[]
[]
[]
[]
[]
[]
[]
[]
[]
[]
[]
[]
[]
[]
[]
[]
[]
[]
[]
[]
[]
[]
[]
[]
[]
[]
[]
[]
[]
[]
[]
[]
[]
[]
[]
[]
[]
[]
[]
[]
[]
[]
[]
[]
[]
[]
[]
[]
[]
[]
[]
[]
[]
[]
[]
[]
[]
[]
[]
[]
[]
[]
[]
[]
[]
[]
[]
[]
[]
[]
[]
[]
[]
[]
[]
[]
[]
[]
[]
[]
[]
[]
[]
[]
[]
[]
[]
[]
[]
[]
[]
[]
[]
[]
[]
[]
[]
[]
[]
[]
[]
[]
[]
[]
[]
[]
[]
[]
[]
[]
[]
[]
[]
[]
[]
[]
[]
[]
[]
[]
[]
[]
[]
[]
[]
[]
[]
[]
[]
[]
[]
[]
[]
[]
[]
[]
[]
[]
[]
[]
[]
[]
[]
[]
[]
[]
[]
[]
[]
[]
[]
[]
[]
[]
[]
[]
[]
[]
[]
[]
[]
[]
[]
[]
[]
[]
[]
[]
[]
[]
[]
[]
[]
[]
[]
[]
[]
[]
[]
[]
[]
[]
[]
[]
[]
[]
[]
[]
[]
[]
[]
[]
[]
[]
[]
[]
[]
[]
[]
[]
[]
[]
[]
[]
[]
[]
[]
[]
[]
[]
[]
[]
[]
[]
[]
[]
[]
[]
[]
[]
[]
[]
[]
[]
[]
[]
[]
[]
[]
[]
[]
[]
[]
[]
[]
[]
[]
[]
[]
[]
[]
[]
[]
[]
[]
[]
[]
[]
[]
[]
[]
[]
[]
[]
[]
[]
[]
[]
[]
[]
[]
[]
[]
[]
[]
[]
[]
[]
[]
[]
[]
[]
[]
[]
[]
[]
[]
[]
[]
[]
[]
[]
[]
[]
[]
[]
[]
[]
[]
[]
[]
[]
[]
[]
[]
[]
[]
[]
[]
[]
[]
[]
[]
[]
[]
[]
[]
[]
[]
[]
[]
[]
[]
[]
[]
[]
[]
[]
[]
[]
[]
[]
[]
[]
[]
[]
[]
[]
[]
[]
[]
[]
[]
[]
[]
[]
[]
[]
[]
[]
[]
[]
[]
[]
[]
[]
[]
[]
[]
[]
[]
[]
[]
[]
[]
[]
[]
[]
[]
[]
[]
[]
[]
[]
[]
[]
[]
[]
[]
[]
[]
[]
[]
[]
[]
[]
[]
[]
[]
[]
[]
[]
[]
[]
[]
[]
[]
[]
[]
[]
[]
[]
[]
[]
[]
[]
[]
[]
[]
[]
[]
[]
[]
[]
[]
[]
[]
[]
[]
[]
[]
[]
[]
[]
[]
[]
[]
[]
[]
[]
[]
[]
[]
[]
[]
[]
[]
[]
[]
[]
[]
[]
[]
[]
[]
[]
[]
[]
[]
[]
[]
[]
[]
[]
[]
[]
[]
[]
[]
[]
[]
[]
[]
[]
[]
[]
[]
[]
[]
[]
[]
[]
[]
[]
[]
[]
[]
[]
[]
[]
[]
[]
[]
[]
[]
[]
[]
[]
[]
[]
[]
[]
[]
[]
[]
[]
[]
[]
[]
[]
[]
[]
[]
[]
[]
[]
[]
[]
[]
[]
[]
[]
[]
[]
[]
[]
[]
[]
[]
[]
[]
[]
[]
[]
[]
[]
[]
[]
[]
[]
[]
[]
[]
[]
[]
[]
[]
[]
[]
[]
[]
[]
[]
[]
[]
[]
[]
[]
[]
[]
[]
[]
[]
[]
[]
[]
[]
[]
[]
[]
[]
[]
[]
[]
[]
[]
[]
[]
[]
[]
[]
[]
[]
[]
[]
[]
[]
[]
[]
[]
[]
[]
[]
[]
[]
[]
[]
[]
[]
[]
[]
[]
[]
[]
[]
[]
[]
[]
[]
[]
[]
[]
[]
[]
[]
[]
[]
[]
[]
[]
[]
[]
[]
[]
[]
[]
[]
[]
[]
[]
[]
[]
[]
[]
[]
[]
[]
[]
[]
[]
[]
[]
[]
[]
[]
[]
[]
[]
[]
[]
[]
[]
[]
[]
[]
[]
[]
[]
[]
[]
[]
[]
[]
[]
[]
[]
[]
[]
[]
[]
[]
[]
[]
[]
[0.2]
[]
[]
[]
[]
[]
[]
[]
[]
[]
[]
[]
[]
[]
[]
[]
[]
[]
[]
[]
[]
[]
[]
[]
[]
[]
[]
[]
[]
[]
[]
[]
[]
[]
[]
[]
[]
[]
[]
[]
[]
[]
[]
[]
[]
[]
[]
[]
[]
[]
[]
[]
[]
[]
[]
[]
[]
[]
[]
[]
[]
[]
[]
[]
[]
[]
[]
[]
[]
[]
[]
[]
[]
[]
[]
[]
[]
[]
[]
[]
[]
[]
[]
[]
[]
[]
[]
[]
[]
[]
[]
[]
[]
[]
[]
[]
[]
[]
[]
[]
[]
[]
[]
[]
[]
[]
[]
[]
[]
[]
[]
[]
[]
[]
[]
[]
[]
[]
[]
[]
[]
[]
[]
[]
[]
[]
[]
[]
[]
[]
[]
[]
[]
[]
[]
[]
[]
[]
[]
[]
[]
[]
[]
[]
[]
[]
[]
[]
[]
[]
[]
[]
[]
[]
[]
[]
[]
[]
[]
[]
[]
[]
[]
[]
[]
[]
[]
[]
[]
[]
[]
[]
[]
[]
[]
[]
[]
[]
[]
[]
[]
[]
[]
[]
[]
[]
[]
[]
[]
[]
[]
[]
[]
[]
[]
[]
[]
[]
[]
[]
[]
[]
[]
[]
[]
[]
[]
[]
[]
[]
[]
[]
[]
[]
[]
[]
[]
[]
[]
[]
[]
[]
[]
[]
[]
[]
[]
[]
[]
[]
[]
[]
[]
[]
[]
[]
[]
[]
[]
[]
[]
[]
[]
[]
[]
[]
[]
[]
[]
[]
[]
[]
[]
[]
[]
[]
[]
[]
[]
[]
[]
[]
[]
[]
[]
[]
[]
[]
[]
[]
[]
[]
[]
[]
[]
[]
[]
[]
[]
[]
[]
[]
[]
[]
[]
[]
[]
[]
[]
[]
[]
[]
[]
[]
[]
[]
[]
[]
[]
[]
[]
[]
[]
[]
[]
[]
[]
[]
[]
[]
[]
[]
[]
[]
[]
[]
[]
[]
[]
[]
[]
[]
[]
[]
[]
[]
[]
[]
[]
[]
[]
[]
[]
[]
[]
[]
[]
[]
[]
[]
[]
[]
[]
[]
[]
[]
[]
[]
[]
[]
[]
[]
[]
[]
[]
[]
[]
[]
[]
[]
[]
[]
[]
[]
[]
[]
[]
[]
[]
[]
[]
[]
[]
[]
[]
[]
[]
[]
[]
[]
[]
[]
[]
[]
[]
[]
[]
[]
[]
[]
[]
[]
[]
[]
[]
[]
[]
[]
[]
[]
[]
[]
[]
[]
[]
[]
[]
[]
[]
[]
[]
[]
[]
[]
[]
[]
[]
[]
[]
[]
[]
[]
[]
[]
[]
[]
[]
[]
[]
[]
[]
[]
[]
[]
[]
[]
[]
[]
[]
[]
[]
[]
[]
[]
[]
[]
[]
[]
[]
[]
[]
[]
[]
[]
[]
[]
[]
[]
[]
[]
[]
[]
[]
[]
[]
[]
[]
[]
[]
[]
[]
[]
[]
[]
[]
[]
[]
[]
[]
[]
[]
[]
[]
[]
[]
[]
[]
[]
[]
[]
[]
[]
[]
[]
[]
[]
[]
[]
[]
[]
[]
[]
[]
[]
[]
[]
[]
[]
[]
[]
[]
[]
[]
[]
[]
[]
[]
[]
[]
[]
[]
[]
[]
[]
[]
[]
[]
[]
[]
[]
[]
[]
[]
[]
[]
[]
[]
[]
[]
[]
[]
[]
[]
[]
[]
[]
[]
[]
[]
[]
[]
[]
[]
[]
[]
[]
[]
[]
[]
[]
[]
[]
[]
[]
[]
[]
[]
[]
[]
[]
[]
[]
[]
[]
[]
[]
[]
[]
[]
[]
[]
[]
[]
[]
[]
[]
[]
[]
[]
[]
[]
[]
[]
[]
[]
[]
[]
[]
[]
[]
[]
[]
[]
[]
[]
[]
[]
[]
[]
[]
[]
[]
[]
[]
[]
[]
[]
[]
[]
[]
[]
[]
[]
[]
[]
[]
[]
[]
[]
[]
[]
[]
[]
[]
[]
[]
[]
[]
[]
[]
[]
[]
[]
[]
[]
[]
[]
[]
[]
[]
[]
[]
[]
[]
[]
[]
[]
[]
[]
[]
[]
[]
[]
[]
[]
[]
[]
[]
[]
[]
[]
[]
[]
[]
[]
[]
[]
[]
[]
[]
[]
[]
[]
[]
[]
[]
[]
[]
[]
[]
[]
[]
[]
[]
[]
[]
[]
[]
[]
[]
[]
[]
[]
[]
[]
[]
[]
[]
[]
[]
[]
[]
[]
[]
[]
[]
[]
[]
[]
[]
[]
[]
[]
[]
[]
[]
[]
[]
[]
[]
[]
[]
[]
[]
[]
[]
[]
[]
[]
[]
[]
[]
[]
[]
[]
[]
[]
[]
[]
[]
[]
[]
[]
[]
[]
[]
[]
[]
[]
[]
[]
[]
[]
[]
[]
[]
[]
[]
[]
[]
[]
[]
[]
[]
[]
[]
[]
[]
[]
[]
[]
[]
[]
[]
[]
[]
[]
[]
[]
[]
[]
[]
[]
[]
[]
[]
[]
[]
[]
[]
[]
[]
[]
[]
[]
[]
[]
[]
[]
[]
[]
[]
[]
[]
[]
[]
[]
[]
[]
[]
[]
[]
[]
[]
[]
[]
[]
[]
[]
[]
[]
[]
[]
[]
[]
[]
[]
[]
[]
[]
[]
[]
[]
[]
[]
[]
[]
[]
[]
[]
[]
[]
[]
[]
[]
[]
[]
[]
[]
[]
[]
[]
[]
[]
[]
[]
[]
[]
[]
[]
[]
[]
[]
[]
[]
[]
[]
[]
[]
[]
[]
[]
[]
[]
[]
[]
[]
[]
[]
[]
[]
[]
[]
[]
[]
[]
[]
[]
[]
[]
[]
[]
[]
[]
[]
[]
[]
[]
[]
[]
[]
[]
[]
[]
[]
[]
[]
[]
[]
[]
[]
[]
[]
[]
[]
[]
[]
[]
[]
[]
[]
[]
[]
[]
[]
[]
[]
[]
[]
[]
[]
[]
[]
[]
[]
[]
[]
[]
[]
[]
[]
[]
[]
[]
[]
[]
[]
[]
[]
[]
[]
[]
[]
[]
[]
[]
[]
[]
[]
[]
[]
[]
[]
[]
[]
[]
[]
[]
[]
[]
[]
[]
[]
[]
[]
[]
[]
[]
[]
[]
[]
[]
[]
[]
[]
[]
[]
[]
[]
[]
[0.30000000000000004]
[]
[]
[]
[]
[]
[]
[]
[]
[]
[]
[]
[]
[]
[]
[]
[]
[]
[]
[]
[]
[]
[]
[]
[]
[]
[]
[]
[]
[]
[]
[]
[]
[]
[]
[]
[]
[]
[]
[]
[]
[]
[]
[]
[]
[]
[]
[]
[]
[]
[]
[]
[]
[]
[]
[]
[]
[]
[]
[]
[]
[]
[]
[]
[]
[]
[]
[]
[]
[]
[]
[]
[]
[]
[]
[]
[]
[]
[]
[]
[]
[]
[]
[]
[]
[]
[]
[]
[]
[]
[]
[]
[]
[]
[]
[]
[]
[]
[]
[]
[]
[]
[]
[]
[]
[]
[]
[]
[]
[]
[]
[]
[]
[]
[]
[]
[]
[]
[]
[]
[]
[]
[]
[]
[]
[]
[]
[]
[]
[]
[]
[]
[]
[]
[]
[]
[]
[]
[]
[]
[]
[]
[]
[]
[]
[]
[]
[]
[]
[]
[]
[]
[]
[]
[]
[]
[]
[]
[]
[]
[]
[]
[]
[]
[]
[]
[]
[]
[]
[]
[]
[]
[]
[]
[]
[]
[]
[]
[]
[]
[]
[]
[]
[]
[]
[]
[]
[]
[]
[]
[]
[]
[]
[]
[]
[]
[]
[]
[]
[]
[]
[]
[]
[]
[]
[]
[]
[]
[]
[]
[]
[]
[]
[]
[]
[]
[]
[]
[]
[]
[]
[]
[]
[]
[]
[]
[]
[]
[]
[]
[]
[]
[]
[]
[]
[]
[]
[]
[]
[]
[]
[]
[]
[]
[]
[]
[]
[]
[]
[]
[]
[]
[]
[]
[]
[]
[]
[]
[]
[]
[]
[]
[]
[]
[]
[]
[]
[]
[]
[]
[]
[]
[]
[]
[]
[]
[]
[]
[]
[]
[]
[]
[]
[]
[]
[]
[]
[]
[]
[]
[]
[]
[]
[]
[]
[]
[]
[]
[]
[]
[]
[]
[]
[]
[]
[]
[]
[]
[]
[]
[]
[]
[]
[]
[]
[]
[]
[]
[]
[]
[]
[]
[]
[]
[]
[]
[]
[]
[]
[]
[]
[]
[]
[]
[]
[]
[]
[]
[]
[]
[]
[]
[]
[]
[]
[]
[]
[]
[]
[]
[]
[]
[]
[]
[]
[]
[]
[]
[]
[]
[]
[]
[]
[]
[]
[]
[]
[]
[]
[]
[]
[]
[]
[]
[]
[]
[]
[]
[]
[]
[]
[]
[]
[]
[]
[]
[]
[]
[]
[]
[]
[]
[]
[]
[]
[]
[]
[]
[]
[]
[]
[]
[]
[]
[]
[]
[]
[]
[]
[]
[]
[]
[]
[]
[]
[]
[]
[]
[]
[]
[]
[]
[]
[]
[]
[]
[]
[]
[]
[]
[]
[]
[]
[]
[]
[]
[]
[]
[]
[]
[]
[]
[]
[]
[]
[]
[]
[]
[]
[]
[]
[]
[]
[]
[]
[]
[]
[]
[]
[]
[]
[]
[]
[]
[]
[]
[]
[]
[]
[]
[]
[]
[]
[]
[]
[]
[]
[]
[]
[]
[]
[]
[]
[]
[]
[]
[]
[]
[]
[]
[]
[]
[]
[]
[]
[]
[]
[]
[]
[]
[]
[]
[]
[]
[]
[]
[]
[]
[]
[]
[]
[]
[]
[]
[]
[]
[]
[]
[]
[]
[]
[]
[]
[]
[]
[]
[]
[]
[]
[]
[]
[]
[]
[]
[]
[]
[]
[]
[]
[]
[]
[]
[]
[]
[]
[]
[]
[]
[]
[]
[]
[]
[]
[]
[]
[]
[]
[]
[]
[]
[]
[]
[]
[]
[]
[]
[]
[]
[]
[]
[]
[]
[]
[]
[]
[]
[]
[]
[]
[]
[]
[]
[]
[]
[]
[]
[]
[]
[]
[]
[]
[]
[]
[]
[]
[]
[]
[]
[]
[]
[]
[]
[]
[]
[]
[]
[]
[]
[]
[]
[]
[]
[]
[]
[]
[]
[]
[]
[]
[]
[]
[]
[]
[]
[]
[]
[]
[]
[]
[]
[]
[]
[]
[]
[]
[]
[]
[]
[]
[]
[]
[]
[]
[]
[]
[]
[]
[]
[]
[]
[]
[]
[]
[]
[]
[]
[]
[]
[]
[]
[]
[]
[]
[]
[]
[]
[]
[]
[]
[]
[]
[]
[]
[]
[]
[]
[]
[]
[]
[]
[]
[]
[]
[]
[]
[]
[]
[]
[]
[]
[]
[]
[]
[]
[]
[]
[]
[]
[]
[]
[]
[]
[]
[]
[]
[]
[]
[]
[]
[]
[]
[]
[]
[]
[]
[]
[]
[]
[]
[]
[]
[]
[]
[]
[]
[]
[]
[]
[]
[]
[]
[]
[]
[]
[]
[]
[]
[]
[]
[]
[]
[]
[]
[]
[]
[]
[]
[]
[]
[]
[]
[]
[]
[]
[]
[]
[]
[]
[]
[]
[]
[]
[]
[]
[]
[]
[]
[]
[]
[]
[]
[]
[]
[]
[]
[]
[]
[]
[]
[]
[]
[]
[]
[]
[]
[]
[]
[]
[]
[]
[]
[]
[]
[]
[]
[]
[]
[]
[]
[]
[]
[]
[]
[]
[]
[]
[]
[]
[]
[]
[]
[]
[]
[]
[]
[]
[]
[]
[]
[]
[]
[]
[]
[]
[]
[]
[]
[]
[]
[]
[]
[]
[]
[]
[]
[]
[]
[]
[]
[]
[]
[]
[]
[]
[]
[]
[]
[]
[]
[]
[]
[]
[]
[]
[]
[]
[]
[]
[]
[]
[]
[]
[]
[]
[]
[]
[]
[]
[]
[]
[]
[]
[]
[]
[]
[]
[]
[]
[]
[]
[]
[]
[]
[]
[]
[]
[]
[]
[]
[]
[]
[]
[]
[]
[]
[]
[]
[]
[]
[]
[]
[]
[]
[]
[]
[]
[]
[]
[]
[]
[]
[]
[]
[]
[]
[]
[]
[]
[]
[]
[]
[]
[]
[]
[]
[]
[]
[]
[]
[]
[]
[]
[]
[]
[]
[]
[]
[]
[]
[]
[]
[]
[]
[]
[]
[]
[]
[]
[]
[]
[]
[]
[]
[]
[]
[]
[]
[]
[]
[]
[]
[]
[]
[]
[]
[]
[]
[]
[]
[]
[]
[]
[]
[]
[]
[]
[]
[]
[]
[]
[]
[]
[]
[]
[]
[]
[]
[]
[]
[]
[]
[]
[]
[]
[]
[]
[]
[]
[]
[]
[0.4]
[]
[]
[]
[]
[]
[]
[]
[]
[]
[]
[]
[]
[]
[]
[]
[]
[]
[]
[]
[]
[]
[]
[]
[]
[]
[]
[]
[]
[]
[]
[]
[]
[]
[]
[]
[]
[]
[]
[]
[]
[]
[]
[]
[]
[]
[]
[]
[]
[]
[]
[]
[]
[]
[]
[]
[]
[]
[]
[]
[]
[]
[]
[]
[]
[]
[]
[]
[]
[]
[]
[]
[]
[]
[]
[]
[]
[]
[]
[]
[]
[]
[]
[]
[]
[]
[]
[]
[]
[]
[]
[]
[]
[]
[]
[]
[]
[]
[]
[]
[]
[]
[]
[]
[]
[]
[]
[]
[]
[]
[]
[]
[]
[]
[]
[]
[]
[]
[]
[]
[]
[]
[]
[]
[]
[]
[]
[]
[]
[]
[]
[]
[]
[]
[]
[]
[]
[]
[]
[]
[]
[]
[]
[]
[]
[]
[]
[]
[]
[]
[]
[]
[]
[]
[]
[]
[]
[]
[]
[]
[]
[]
[]
[]
[]
[]
[]
[]
[]
[]
[]
[]
[]
[]
[]
[]
[]
[]
[]
[]
[]
[]
[]
[]
[]
[]
[]
[]
[]
[]
[]
[]
[]
[]
[]
[]
[]
[]
[]
[]
[]
[]
[]
[]
[]
[]
[]
[]
[]
[]
[]
[]
[]
[]
[]
[]
[]
[]
[]
[]
[]
[]
[]
[]
[]
[]
[]
[]
[]
[]
[]
[]
[]
[]
[]
[]
[]
[]
[]
[]
[]
[]
[]
[]
[]
[]
[]
[]
[]
[]
[]
[]
[]
[]
[]
[]
[]
[]
[]
[]
[]
[]
[]
[]
[]
[]
[]
[]
[]
[]
[]
[]
[]
[]
[]
[]
[]
[]
[]
[]
[]
[]
[]
[]
[]
[]
[]
[]
[]
[]
[]
[]
[]
[]
[]
[]
[]
[]
[]
[]
[]
[]
[]
[]
[]
[]
[]
[]
[]
[]
[]
[]
[]
[]
[]
[]
[]
[]
[]
[]
[]
[]
[]
[]
[]
[]
[]
[]
[]
[]
[]
[]
[]
[]
[]
[]
[]
[]
[]
[]
[]
[]
[]
[]
[]
[]
[]
[]
[]
[]
[]
[]
[]
[]
[]
[]
[]
[]
[]
[]
[]
[]
[]
[]
[]
[]
[]
[]
[]
[]
[]
[]
[]
[]
[]
[]
[]
[]
[]
[]
[]
[]
[]
[]
[]
[]
[]
[]
[]
[]
[]
[]
[]
[]
[]
[]
[]
[]
[]
[]
[]
[]
[]
[]
[]
[]
[]
[]
[]
[]
[]
[]
[]
[]
[]
[]
[]
[]
[]
[]
[]
[]
[]
[]
[]
[]
[]
[]
[]
[]
[]
[]
[]
[]
[]
[]
[]
[]
[]
[]
[]
[]
[]
[]
[]
[]
[]
[]
[]
[]
[]
[]
[]
[]
[]
[]
[]
[]
[]
[]
[]
[]
[]
[]
[]
[]
[]
[]
[]
[]
[]
[]
[]
[]
[]
[]
[]
[]
[]
[]
[]
[]
[]
[]
[]
[]
[]
[]
[]
[]
[]
[]
[]
[]
[]
[]
[]
[]
[]
[]
[]
[]
[]
[]
[]
[]
[]
[]
[]
[]
[]
[]
[]
[]
[]
[]
[]
[]
[]
[]
[]
[]
[]
[]
[]
[]
[]
[]
[]
[]
[]
[]
[]
[]
[]
[]
[]
[]
[]
[]
[]
[]
[]
[]
[]
[]
[]
[]
[]
[]
[]
[]
[]
[]
[]
[]
[]
[]
[]
[]
[]
[]
[]
[]
[]
[]
[]
[]
[]
[]
[]
[]
[]
[]
[]
[]
[]
[]
[]
[]
[]
[]
[]
[]
[]
[]
[]
[]
[]
[]
[]
[]
[]
[]
[]
[]
[]
[]
[]
[]
[]
[]
[]
[]
[]
[]
[]
[]
[]
[]
[]
[]
[]
[]
[]
[]
[]
[]
[]
[]
[]
[]
[]
[]
[]
[]
[]
[]
[]
[]
[]
[]
[]
[]
[]
[]
[]
[]
[]
[]
[]
[]
[]
[]
[]
[]
[]
[]
[]
[]
[]
[]
[]
[]
[]
[]
[]
[]
[]
[]
[]
[]
[]
[]
[]
[]
[]
[]
[]
[]
[]
[]
[]
[]
[]
[]
[]
[]
[]
[]
[]
[]
[]
[]
[]
[]
[]
[]
[]
[]
[]
[]
[]
[]
[]
[]
[]
[]
[]
[]
[]
[]
[]
[]
[]
[]
[]
[]
[]
[]
[]
[]
[]
[]
[]
[]
[]
[]
[]
[]
[]
[]
[]
[]
[]
[]
[]
[]
[]
[]
[]
[]
[]
[]
[]
[]
[]
[]
[]
[]
[]
[]
[]
[]
[]
[]
[]
[]
[]
[]
[]
[]
[]
[]
[]
[]
[]
[]
[]
[]
[]
[]
[]
[]
[]
[]
[]
[]
[]
[]
[]
[]
[]
[]
[]
[]
[]
[]
[]
[]
[]
[]
[]
[]
[]
[]
[]
[]
[]
[]
[]
[]
[]
[]
[]
[]
[]
[]
[]
[]
[]
[]
[]
[]
[]
[]
[]
[]
[]
[]
[]
[]
[]
[]
[]
[]
[]
[]
[]
[]
[]
[]
[]
[]
[]
[]
[]
[]
[]
[]
[]
[]
[]
[]
[]
[]
[]
[]
[]
[]
[]
[]
[]
[]
[]
[]
[]
[]
[]
[]
[]
[]
[]
[]
[]
[]
[]
[]
[]
[]
[]
[]
[]
[]
[]
[]
[]
[]
[]
[]
[]
[]
[]
[]
[]
[]
[]
[]
[]
[]
[]
[]
[]
[]
[]
[]
[]
[]
[]
[]
[]
[]
[]
[]
[]
[]
[]
[]
[]
[]
[]
[]
[]
[]
[]
[]
[]
[]
[]
[]
[]
[]
[]
[]
[]
[]
[]
[]
[]
[]
[]
[]
[]
[]
[]
[]
[]
[]
[]
[]
[]
[]
[]
[]
[]
[]
[]
[]
[]
[]
[]
[]
[]
[]
[]
[]
[]
[]
[]
[]
[]
[]
[]
[]
[]
[]
[]
[]
[]
[]
[]
[]
[]
[]
[]
[]
[]
[]
[]
[]
[]
[]
[]
[]
[]
[]
[]
[]
[]
[]
[]
[]
[]
[]
[]
[]
[]
[]
[]
[]
[]
[]
[]
[]
[]
[]
[]
[]
[]
[]
[0.5]
[]
[]
[]
[]
[]
[]
[]
[]
[]
[]
[]
[]
[]
[]
[]
[]
[]
[]
[]
[]
[]
[]
[]
[]
[]
[]
[]
[]
[]
[]
[]
[]
[]
[]
[]
[]
[]
[]
[]
[]
[]
[]
[]
[]
[]
[]
[]
[]
[]
[]
[]
[]
[]
[]
[]
[]
[]
[]
[]
[]
[]
[]
[]
[]
[]
[]
[]
[]
[]
[]
[]
[]
[]
[]
[]
[]
[]
[]
[]
[]
[]
[]
[]
[]
[]
[]
[]
[]
[]
[]
[]
[]
[]
[]
[]
[]
[]
[]
[]
[]
[]
[]
[]
[]
[]
[]
[]
[]
[]
[]
[]
[]
[]
[]
[]
[]
[]
[]
[]
[]
[]
[]
[]
[]
[]
[]
[]
[]
[]
[]
[]
[]
[]
[]
[]
[]
[]
[]
[]
[]
[]
[]
[]
[]
[]
[]
[]
[]
[]
[]
[]
[]
[]
[]
[]
[]
[]
[]
[]
[]
[]
[]
[]
[]
[]
[]
[]
[]
[]
[]
[]
[]
[]
[]
[]
[]
[]
[]
[]
[]
[]
[]
[]
[]
[]
[]
[]
[]
[]
[]
[]
[]
[]
[]
[]
[]
[]
[]
[]
[]
[]
[]
[]
[]
[]
[]
[]
[]
[]
[]
[]
[]
[]
[]
[]
[]
[]
[]
[]
[]
[]
[]
[]
[]
[]
[]
[]
[]
[]
[]
[]
[]
[]
[]
[]
[]
[]
[]
[]
[]
[]
[]
[]
[]
[]
[]
[]
[]
[]
[]
[]
[]
[]
[]
[]
[]
[]
[]
[]
[]
[]
[]
[]
[]
[]
[]
[]
[]
[]
[]
[]
[]
[]
[]
[]
[]
[]
[]
[]
[]
[]
[]
[]
[]
[]
[]
[]
[]
[]
[]
[]
[]
[]
[]
[]
[]
[]
[]
[]
[]
[]
[]
[]
[]
[]
[]
[]
[]
[]
[]
[]
[]
[]
[]
[]
[]
[]
[]
[]
[]
[]
[]
[]
[]
[]
[]
[]
[]
[]
[]
[]
[]
[]
[]
[]
[]
[]
[]
[]
[]
[]
[]
[]
[]
[]
[]
[]
[]
[]
[]
[]
[]
[]
[]
[]
[]
[]
[]
[]
[]
[]
[]
[]
[]
[]
[]
[]
[]
[]
[]
[]
[]
[]
[]
[]
[]
[]
[]
[]
[]
[]
[]
[]
[]
[]
[]
[]
[]
[]
[]
[]
[]
[]
[]
[]
[]
[]
[]
[]
[]
[]
[]
[]
[]
[]
[]
[]
[]
[]
[]
[]
[]
[]
[]
[]
[]
[]
[]
[]
[]
[]
[]
[]
[]
[]
[]
[]
[]
[]
[]
[]
[]
[]
[]
[]
[]
[]
[]
[]
[]
[]
[]
[]
[]
[]
[]
[]
[]
[]
[]
[]
[]
[]
[]
[]
[]
[]
[]
[]
[]
[]
[]
[]
[]
[]
[]
[]
[]
[]
[]
[]
[]
[]
[]
[]
[]
[]
[]
[]
[]
[]
[]
[]
[]
[]
[]
[]
[]
[]
[]
[]
[]
[]
[]
[]
[]
[]
[]
[]
[]
[]
[]
[]
[]
[]
[]
[]
[]
[]
[]
[]
[]
[]
[]
[]
[]
[]
[]
[]
[]
[]
[]
[]
[]
[]
[]
[]
[]
[]
[]
[]
[]
[]
[]
[]
[]
[]
[]
[]
[]
[]
[]
[]
[]
[]
[]
[]
[]
[]
[]
[]
[]
[]
[]
[]
[]
[]
[]
[]
[]
[]
[]
[]
[]
[]
[]
[]
[]
[]
[]
[]
[]
[]
[]
[]
[]
[]
[]
[]
[]
[]
[]
[]
[]
[]
[]
[]
[]
[]
[]
[]
[]
[]
[]
[]
[]
[]
[]
[]
[]
[]
[]
[]
[]
[]
[]
[]
[]
[]
[]
[]
[]
[]
[]
[]
[]
[]
[]
[]
[]
[]
[]
[]
[]
[]
[]
[]
[]
[]
[]
[]
[]
[]
[]
[]
[]
[]
[]
[]
[]
[]
[]
[]
[]
[]
[]
[]
[]
[]
[]
[]
[]
[]
[]
[]
[]
[]
[]
[]
[]
[]
[]
[]
[]
[]
[]
[]
[]
[]
[]
[]
[]
[]
[]
[]
[]
[]
[]
[]
[]
[]
[]
[]
[]
[]
[]
[]
[]
[]
[]
[]
[]
[]
[]
[]
[]
[]
[]
[]
[]
[]
[]
[]
[]
[]
[]
[]
[]
[]
[]
[]
[]
[]
[]
[]
[]
[]
[]
[]
[]
[]
[]
[]
[]
[]
[]
[]
[]
[]
[]
[]
[]
[]
[]
[]
[]
[]
[]
[]
[]
[]
[]
[]
[]
[]
[]
[]
[]
[]
[]
[]
[]
[]
[]
[]
[]
[]
[]
[]
[]
[]
[]
[]
[]
[]
[]
[]
[]
[]
[]
[]
[]
[]
[]
[]
[]
[]
[]
[]
[]
[]
[]
[]
[]
[]
[]
[]
[]
[]
[]
[]
[]
[]
[]
[]
[]
[]
[]
[]
[]
[]
[]
[]
[]
[]
[]
[]
[]
[]
[]
[]
[]
[]
[]
[]
[]
[]
[]
[]
[]
[]
[]
[]
[]
[]
[]
[]
[]
[]
[]
[]
[]
[]
[]
[]
[]
[]
[]
[]
[]
[]
[]
[]
[]
[]
[]
[]
[]
[]
[]
[]
[]
[]
[]
[]
[]
[]
[]
[]
[]
[]
[]
[]
[]
[]
[]
[]
[]
[]
[]
[]
[]
[]
[]
[]
[]
[]
[]
[]
[]
[]
[]
[]
[]
[]
[]
[]
[]
[]
[]
[]
[]
[]
[]
[]
[]
[]
[]
[]
[]
[]
[]
[]
[]
[]
[]
[]
[]
[]
[]
[]
[]
[]
[]
[]
[]
[]
[]
[]
[]
[]
[]
[]
[]
[]
[]
[]
[]
[]
[]
[]
[]
[]
[]
[]
[]
[]
[]
[]
[]
[]
[]
[]
[]
[]
[]
[]
[]
[]
[]
[]
[]
[]
[]
[]
[]
[]
[]
[]
[]
[]
[]
[]
[]
[]
[]
[]
[]
[]
[]
[]
[]
[]
[]
[]
[]
[]
[]
[]
[]
[]
[]
[]
[]
[]
[]
[]
[]
[]
[]
[]
[]
[]
[]
[]
[]
[]
[]
[]
[0.6]
[]
[]
[]
[]
[]
[]
[]
[]
[]
[]
[]
[]
[]
[]
[]
[]
[]
[]
[]
[]
[]
[]
[]
[]
[]
[]
[]
[]
[]
[]
[]
[]
[]
[]
[]
[]
[]
[]
[]
[]
[]
[]
[]
[]
[]
[]
[]
[]
[]
[]
[]
[]
[]
[]
[]
[]
[]
[]
[]
[]
[]
[]
[]
[]
[]
[]
[]
[]
[]
[]
[]
[]
[]
[]
[]
[]
[]
[]
[]
[]
[]
[]
[]
[]
[]
[]
[]
[]
[]
[]
[]
[]
[]
[]
[]
[]
[]
[]
[]
[]
[]
[]
[]
[]
[]
[]
[]
[]
[]
[]
[]
[]
[]
[]
[]
[]
[]
[]
[]
[]
[]
[]
[]
[]
[]
[]
[]
[]
[]
[]
[]
[]
[]
[]
[]
[]
[]
[]
[]
[]
[]
[]
[]
[]
[]
[]
[]
[]
[]
[]
[]
[]
[]
[]
[]
[]
[]
[]
[]
[]
[]
[]
[]
[]
[]
[]
[]
[]
[]
[]
[]
[]
[]
[]
[]
[]
[]
[]
[]
[]
[]
[]
[]
[]
[]
[]
[]
[]
[]
[]
[]
[]
[]
[]
[]
[]
[]
[]
[]
[]
[]
[]
[]
[]
[]
[]
[]
[]
[]
[]
[]
[]
[]
[]
[]
[]
[]
[]
[]
[]
[]
[]
[]
[]
[]
[]
[]
[]
[]
[]
[]
[]
[]
[]
[]
[]
[]
[]
[]
[]
[]
[]
[]
[]
[]
[]
[]
[]
[]
[]
[]
[]
[]
[]
[]
[]
[]
[]
[]
[]
[]
[]
[]
[]
[]
[]
[]
[]
[]
[]
[]
[]
[]
[]
[]
[]
[]
[]
[]
[]
[]
[]
[]
[]
[]
[]
[]
[]
[]
[]
[]
[]
[]
[]
[]
[]
[]
[]
[]
[]
[]
[]
[]
[]
[]
[]
[]
[]
[]
[]
[]
[]
[]
[]
[]
[]
[]
[]
[]
[]
[]
[]
[]
[]
[]
[]
[]
[]
[]
[]
[]
[]
[]
[]
[]
[]
[]
[]
[]
[]
[]
[]
[]
[]
[]
[]
[]
[]
[]
[]
[]
[]
[]
[]
[]
[]
[]
[]
[]
[]
[]
[]
[]
[]
[]
[]
[]
[]
[]
[]
[]
[]
[]
[]
[]
[]
[]
[]
[]
[]
[]
[]
[]
[]
[]
[]
[]
[]
[]
[]
[]
[]
[]
[]
[]
[]
[]
[]
[]
[]
[]
[]
[]
[]
[]
[]
[]
[]
[]
[]
[]
[]
[]
[]
[]
[]
[]
[]
[]
[]
[]
[]
[]
[]
[]
[]
[]
[]
[]
[]
[]
[]
[]
[]
[]
[]
[]
[]
[]
[]
[]
[]
[]
[]
[]
[]
[]
[]
[]
[]
[]
[]
[]
[]
[]
[]
[]
[]
[]
[]
[]
[]
[]
[]
[]
[]
[]
[]
[]
[]
[]
[]
[]
[]
[]
[]
[]
[]
[]
[]
[]
[]
[]
[]
[]
[]
[]
[]
[]
[]
[]
[]
[]
[]
[]
[]
[]
[]
[]
[]
[]
[]
[]
[]
[]
[]
[]
[]
[]
[]
[]
[]
[]
[]
[]
[]
[]
[]
[]
[]
[]
[]
[]
[]
[]
[]
[]
[]
[]
[]
[]
[]
[]
[]
[]
[]
[]
[]
[]
[]
[]
[]
[]
[]
[]
[]
[]
[]
[]
[]
[]
[]
[]
[]
[]
[]
[]
[]
[]
[]
[]
[]
[]
[]
[]
[]
[]
[]
[]
[]
[]
[]
[]
[]
[]
[]
[]
[]
[]
[]
[]
[]
[]
[]
[]
[]
[]
[]
[]
[]
[]
[]
[]
[]
[]
[]
[]
[]
[]
[]
[]
[]
[]
[]
[]
[]
[]
[]
[]
[]
[]
[]
[]
[]
[]
[]
[]
[]
[]
[]
[]
[]
[]
[]
[]
[]
[]
[]
[]
[]
[]
[]
[]
[]
[]
[]
[]
[]
[]
[]
[]
[]
[]
[]
[]
[]
[]
[]
[]
[]
[]
[]
[]
[]
[]
[]
[]
[]
[]
[]
[]
[]
[]
[]
[]
[]
[]
[]
[]
[]
[]
[]
[]
[]
[]
[]
[]
[]
[]
[]
[]
[]
[]
[]
[]
[]
[]
[]
[]
[]
[]
[]
[]
[]
[]
[]
[]
[]
[]
[]
[]
[]
[]
[]
[]
[]
[]
[]
[]
[]
[]
[]
[]
[]
[]
[]
[]
[]
[]
[]
[]
[]
[]
[]
[]
[]
[]
[]
[]
[]
[]
[]
[]
[]
[]
[]
[]
[]
[]
[]
[]
[]
[]
[]
[]
[]
[]
[]
[]
[]
[]
[]
[]
[]
[]
[]
[]
[]
[]
[]
[]
[]
[]
[]
[]
[]
[]
[]
[]
[]
[]
[]
[]
[]
[]
[]
[]
[]
[]
[]
[]
[]
[]
[]
[]
[]
[]
[]
[]
[]
[]
[]
[]
[]
[]
[]
[]
[]
[]
[]
[]
[]
[]
[]
[]
[]
[]
[]
[]
[]
[]
[]
[]
[]
[]
[]
[]
[]
[]
[]
[]
[]
[]
[]
[]
[]
[]
[]
[]
[]
[]
[]
[]
[]
[]
[]
[]
[]
[]
[]
[]
[]
[]
[]
[]
[]
[]
[]
[]
[]
[]
[]
[]
[]
[]
[]
[]
[]
[]
[]
[]
[]
[]
[]
[]
[]
[]
[]
[]
[]
[]
[]
[]
[]
[]
[]
[]
[]
[]
[]
[]
[]
[]
[]
[]
[]
[]
[]
[]
[]
[]
[]
[]
[]
[]
[]
[]
[]
[]
[]
[]
[]
[]
[]
[]
[]
[]
[]
[]
[]
[]
[]
[]
[]
[]
[]
[]
[]
[]
[]
[]
[]
[]
[]
[]
[]
[]
[]
[]
[]
[]
[]
[]
[]
[]
[]
[]
[]
[]
[]
[]
[]
[]
[]
[]
[]
[]
[]
[]
[]
[]
[]
[]
[]
[]
[]
[]
[]
[]
[]
[]
[]
[]
[]
[]
[]
[]
[]
[]
[]
[]
[]
[]
[]
[]
[]
[]
[]
[]
[]
[]
[]
[]
[]
[]
[]
[]
[]
[]
[]
[]
[]
[]
[]
[]
[]
[]
[]
[]
[0.7]
[]
[]
[]
[]
[]
[]
[]
[]
[]
[]
[]
[]
[]
[]
[]
[]
[]
[]
[]
[]
[]
[]
[]
[]
[]
[]
[]
[]
[]
[]
[]
[]
[]
[]
[]
[]
[]
[]
[]
[]
[]
[]
[]
[]
[]
[]
[]
[]
[]
[]
[]
[]
[]
[]
[]
[]
[]
[]
[]
[]
[]
[]
[]
[]
[]
[]
[]
[]
[]
[]
[]
[]
[]
[]
[]
[]
[]
[]
[]
[]
[]
[]
[]
[]
[]
[]
[]
[]
[]
[]
[]
[]
[]
[]
[]
[]
[]
[]
[]
[]
[]
[]
[]
[]
[]
[]
[]
[]
[]
[]
[]
[]
[]
[]
[]
[]
[]
[]
[]
[]
[]
[]
[]
[]
[]
[]
[]
[]
[]
[]
[]
[]
[]
[]
[]
[]
[]
[]
[]
[]
[]
[]
[]
[]
[]
[]
[]
[]
[]
[]
[]
[]
[]
[]
[]
[]
[]
[]
[]
[]
[]
[]
[]
[]
[]
[]
[]
[]
[]
[]
[]
[]
[]
[]
[]
[]
[]
[]
[]
[]
[]
[]
[]
[]
[]
[]
[]
[]
[]
[]
[]
[]
[]
[]
[]
[]
[]
[]
[]
[]
[]
[]
[]
[]
[]
[]
[]
[]
[]
[]
[]
[]
[]
[]
[]
[]
[]
[]
[]
[]
[]
[]
[]
[]
[]
[]
[]
[]
[]
[]
[]
[]
[]
[]
[]
[]
[]
[]
[]
[]
[]
[]
[]
[]
[]
[]
[]
[]
[]
[]
[]
[]
[]
[]
[]
[]
[]
[]
[]
[]
[]
[]
[]
[]
[]
[]
[]
[]
[]
[]
[]
[]
[]
[]
[]
[]
[]
[]
[]
[]
[]
[]
[]
[]
[]
[]
[]
[]
[]
[]
[]
[]
[]
[]
[]
[]
[]
[]
[]
[]
[]
[]
[]
[]
[]
[]
[]
[]
[]
[]
[]
[]
[]
[]
[]
[]
[]
[]
[]
[]
[]
[]
[]
[]
[]
[]
[]
[]
[]
[]
[]
[]
[]
[]
[]
[]
[]
[]
[]
[]
[]
[]
[]
[]
[]
[]
[]
[]
[]
[]
[]
[]
[]
[]
[]
[]
[]
[]
[]
[]
[]
[]
[]
[]
[]
[]
[]
[]
[]
[]
[]
[]
[]
[]
[]
[]
[]
[]
[]
[]
[]
[]
[]
[]
[]
[]
[]
[]
[]
[]
[]
[]
[]
[]
[]
[]
[]
[]
[]
[]
[]
[]
[]
[]
[]
[]
[]
[]
[]
[]
[]
[]
[]
[]
[]
[]
[]
[]
[]
[]
[]
[]
[]
[]
[]
[]
[]
[]
[]
[]
[]
[]
[]
[]
[]
[]
[]
[]
[]
[]
[]
[]
[]
[]
[]
[]
[]
[]
[]
[]
[]
[]
[]
[]
[]
[]
[]
[]
[]
[]
[]
[]
[]
[]
[]
[]
[]
[]
[]
[]
[]
[]
[]
[]
[]
[]
[]
[]
[]
[]
[]
[]
[]
[]
[]
[]
[]
[]
[]
[]
[]
[]
[]
[]
[]
[]
[]
[]
[]
[]
[]
[]
[]
[]
[]
[]
[]
[]
[]
[]
[]
[]
[]
[]
[]
[]
[]
[]
[]
[]
[]
[]
[]
[]
[]
[]
[]
[]
[]
[]
[]
[]
[]
[]
[]
[]
[]
[]
[]
[]
[]
[]
[]
[]
[]
[]
[]
[]
[]
[]
[]
[]
[]
[]
[]
[]
[]
[]
[]
[]
[]
[]
[]
[]
[]
[]
[]
[]
[]
[]
[]
[]
[]
[]
[]
[]
[]
[]
[]
[]
[]
[]
[]
[]
[]
[]
[]
[]
[]
[]
[]
[]
[]
[]
[]
[]
[]
[]
[]
[]
[]
[]
[]
[]
[]
[]
[]
[]
[]
[]
[]
[]
[]
[]
[]
[]
[]
[]
[]
[]
[]
[]
[]
[]
[]
[]
[]
[]
[]
[]
[]
[]
[]
[]
[]
[]
[]
[]
[]
[]
[]
[]
[]
[]
[]
[]
[]
[]
[]
[]
[]
[]
[]
[]
[]
[]
[]
[]
[]
[]
[]
[]
[]
[]
[]
[]
[]
[]
[]
[]
[]
[]
[]
[]
[]
[]
[]
[]
[]
[]
[]
[]
[]
[]
[]
[]
[]
[]
[]
[]
[]
[]
[]
[]
[]
[]
[]
[]
[]
[]
[]
[]
[]
[]
[]
[]
[]
[]
[]
[]
[]
[]
[]
[]
[]
[]
[]
[]
[]
[]
[]
[]
[]
[]
[]
[]
[]
[]
[]
[]
[]
[]
[]
[]
[]
[]
[]
[]
[]
[]
[]
[]
[]
[]
[]
[]
[]
[]
[]
[]
[]
[]
[]
[]
[]
[]
[]
[]
[]
[]
[]
[]
[]
[]
[]
[]
[]
[]
[]
[]
[]
[]
[]
[]
[]
[]
[]
[]
[]
[]
[]
[]
[]
[]
[]
[]
[]
[]
[]
[]
[]
[]
[]
[]
[]
[]
[]
[]
[]
[]
[]
[]
[]
[]
[]
[]
[]
[]
[]
[]
[]
[]
[]
[]
[]
[]
[]
[]
[]
[]
[]
[]
[]
[]
[]
[]
[]
[]
[]
[]
[]
[]
[]
[]
[]
[]
[]
[]
[]
[]
[]
[]
[]
[]
[]
[]
[]
[]
[]
[]
[]
[]
[]
[]
[]
[]
[]
[]
[]
[]
[]
[]
[]
[]
[]
[]
[]
[]
[]
[]
[]
[]
[]
[]
[]
[]
[]
[]
[]
[]
[]
[]
[]
[]
[]
[]
[]
[]
[]
[]
[]
[]
[]
[]
[]
[]
[]
[]
[]
[]
[]
[]
[]
[]
[]
[]
[]
[]
[]
[]
[]
[]
[]
[]
[]
[]
[]
[]
[]
[]
[]
[]
[]
[]
[]
[]
[]
[]
[]
[]
[]
[]
[]
[]
[]
[]
[]
[]
[]
[]
[]
[]
[]
[]
[]
[]
[]
[]
[]
[]
[]
[]
[]
[]
[]
[]
[]
[]
[]
[]
[]
[]
[]
[]
[]
[]
[]
[]
[]
[]
[]
[]
[]
[]
[]
[]
[]
[]
[]
[]
[]
[]
[]
[]
[]
[]
[]
[]
[]
[]
[]
[]
[]
[]
[]
[]
[]
[]
[]
[0.79999999999999993]
[]
[]
[]
[]
[]
[]
[]
[]
[]
[]
[]
[]
[]
[]
[]
[]
[]
[]
[]
[]
[]
[]
[]
[]
[]
[]
[]
[]
[]
[]
[]
[]
[]
[]
[]
[]
[]
[]
[]
[]
[]
[]
[]
[]
[]
[]
[]
[]
[]
[]
[]
[]
[]
[]
[]
[]
[]
[]
[]
[]
[]
[]
[]
[]
[]
[]
[]
[]
[]
[]
[]
[]
[]
[]
[]
[]
[]
[]
[]
[]
[]
[]
[]
[]
[]
[]
[]
[]
[]
[]
[]
[]
[]
[]
[]
[]
[]
[]
[]
[]
[]
[]
[]
[]
[]
[]
[]
[]
[]
[]
[]
[]
[]
[]
[]
[]
[]
[]
[]
[]
[]
[]
[]
[]
[]
[]
[]
[]
[]
[]
[]
[]
[]
[]
[]
[]
[]
[]
[]
[]
[]
[]
[]
[]
[]
[]
[]
[]
[]
[]
[]
[]
[]
[]
[]
[]
[]
[]
[]
[]
[]
[]
[]
[]
[]
[]
[]
[]
[]
[]
[]
[]
[]
[]
[]
[]
[]
[]
[]
[]
[]
[]
[]
[]
[]
[]
[]
[]
[]
[]
[]
[]
[]
[]
[]
[]
[]
[]
[]
[]
[]
[]
[]
[]
[]
[]
[]
[]
[]
[]
[]
[]
[]
[]
[]
[]
[]
[]
[]
[]
[]
[]
[]
[]
[]
[]
[]
[]
[]
[]
[]
[]
[]
[]
[]
[]
[]
[]
[]
[]
[]
[]
[]
[]
[]
[]
[]
[]
[]
[]
[]
[]
[]
[]
[]
[]
[]
[]
[]
[]
[]
[]
[]
[]
[]
[]
[]
[]
[]
[]
[]
[]
[]
[]
[]
[]
[]
[]
[]
[]
[]
[]
[]
[]
[]
[]
[]
[]
[]
[]
[]
[]
[]
[]
[]
[]
[]
[]
[]
[]
[]
[]
[]
[]
[]
[]
[]
[]
[]
[]
[]
[]
[]
[]
[]
[]
[]
[]
[]
[]
[]
[]
[]
[]
[]
[]
[]
[]
[]
[]
[]
[]
[]
[]
[]
[]
[]
[]
[]
[]
[]
[]
[]
[]
[]
[]
[]
[]
[]
[]
[]
[]
[]
[]
[]
[]
[]
[]
[]
[]
[]
[]
[]
[]
[]
[]
[]
[]
[]
[]
[]
[]
[]
[]
[]
[]
[]
[]
[]
[]
[]
[]
[]
[]
[]
[]
[]
[]
[]
[]
[]
[]
[]
[]
[]
[]
[]
[]
[]
[]
[]
[]
[]
[]
[]
[]
[]
[]
[]
[]
[]
[]
[]
[]
[]
[]
[]
[]
[]
[]
[]
[]
[]
[]
[]
[]
[]
[]
[]
[]
[]
[]
[]
[]
[]
[]
[]
[]
[]
[]
[]
[]
[]
[]
[]
[]
[]
[]
[]
[]
[]
[]
[]
[]
[]
[]
[]
[]
[]
[]
[]
[]
[]
[]
[]
[]
[]
[]
[]
[]
[]
[]
[]
[]
[]
[]
[]
[]
[]
[]
[]
[]
[]
[]
[]
[]
[]
[]
[]
[]
[]
[]
[]
[]
[]
[]
[]
[]
[]
[]
[]
[]
[]
[]
[]
[]
[]
[]
[]
[]
[]
[]
[]
[]
[]
[]
[]
[]
[]
[]
[]
[]
[]
[]
[]
[]
[]
[]
[]
[]
[]
[]
[]
[]
[]
[]
[]
[]
[]
[]
[]
[]
[]
[]
[]
[]
[]
[]
[]
[]
[]
[]
[]
[]
[]
[]
[]
[]
[]
[]
[]
[]
[]
[]
[]
[]
[]
[]
[]
[]
[]
[]
[]
[]
[]
[]
[]
[]
[]
[]
[]
[]
[]
[]
[]
[]
[]
[]
[]
[]
[]
[]
[]
[]
[]
[]
[]
[]
[]
[]
[]
[]
[]
[]
[]
[]
[]
[]
[]
[]
[]
[]
[]
[]
[]
[]
[]
[]
[]
[]
[]
[]
[]
[]
[]
[]
[]
[]
[]
[]
[]
[]
[]
[]
[]
[]
[]
[]
[]
[]
[]
[]
[]
[]
[]
[]
[]
[]
[]
[]
[]
[]
[]
[]
[]
[]
[]
[]
[]
[]
[]
[]
[]
[]
[]
[]
[]
[]
[]
[]
[]
[]
[]
[]
[]
[]
[]
[]
[]
[]
[]
[]
[]
[]
[]
[]
[]
[]
[]
[]
[]
[]
[]
[]
[]
[]
[]
[]
[]
[]
[]
[]
[]
[]
[]
[]
[]
[]
[]
[]
[]
[]
[]
[]
[]
[]
[]
[]
[]
[]
[]
[]
[]
[]
[]
[]
[]
[]
[]
[]
[]
[]
[]
[]
[]
[]
[]
[]
[]
[]
[]
[]
[]
[]
[]
[]
[]
[]
[]
[]
[]
[]
[]
[]
[]
[]
[]
[]
[]
[]
[]
[]
[]
[]
[]
[]
[]
[]
[]
[]
[]
[]
[]
[]
[]
[]
[]
[]
[]
[]
[]
[]
[]
[]
[]
[]
[]
[]
[]
[]
[]
[]
[]
[]
[]
[]
[]
[]
[]
[]
[]
[]
[]
[]
[]
[]
[]
[]
[]
[]
[]
[]
[]
[]
[]
[]
[]
[]
[]
[]
[]
[]
[]
[]
[]
[]
[]
[]
[]
[]
[]
[]
[]
[]
[]
[]
[]
[]
[]
[]
[]
[]
[]
[]
[]
[]
[]
[]
[]
[]
[]
[]
[]
[]
[]
[]
[]
[]
[]
[]
[]
[]
[]
[]
[]
[]
[]
[]
[]
[]
[]
[]
[]
[]
[]
[]
[]
[]
[]
[]
[]
[]
[]
[]
[]
[]
[]
[]
[]
[]
[]
[]
[]
[]
[]
[]
[]
[]
[]
[]
[]
[]
[]
[]
[]
[]
[]
[]
[]
[]
[]
[]
[]
[]
[]
[]
[]
[]
[]
[]
[]
[]
[]
[]
[]
[]
[]
[]
[]
[]
[]
[]
[]
[]
[]
[]
[]
[]
[]
[]
[]
[]
[]
[]
[]
[]
[]
[]
[]
[]
[]
[]
[]
[]
[]
[]
[]
[]
[]
[]
[]
[]
[]
[]
[]
[]
[]
[]
[]
[]
[]
[]
[]
[]
[]
[]
[]
[]
[]
[]
[]
[]
[]
[]
[]
[]
[]
[]
[]
[]
[]
[]
[]
[]
[]
[]
[]
[]
[]
[0.89999999999999991]
[]
[]
[]
[]
[]
[]
[]
[]
[]
[]
[]
[]
[]
[]
[]
[]
[]
[]
[]
[]
[]
[]
[]
[]
[]
[]
[]
[]
[]
[]
[]
[]
[]
[]
[]
[]
[]
[]
[]
[]
[]
[]
[]
[]
[]
[]
[]
[]
[]
[]
[]
[]
[]
[]
[]
[]
[]
[]
[]
[]
[]
[]
[]
[]
[]
[]
[]
[]
[]
[]
[]
[]
[]
[]
[]
[]
[]
[]
[]
[]
[]
[]
[]
[]
[]
[]
[]
[]
[]
[]
[]
[]
[]
[]
[]
[]
[]
[]
[]
[]
[]
[]
[]
[]
[]
[]
[]
[]
[]
[]
[]
[]
[]
[]
[]
[]
[]
[]
[]
[]
[]
[]
[]
[]
[]
[]
[]
[]
[]
[]
[]
[]
[]
[]
[]
[]
[]
[]
[]
[]
[]
[]
[]
[]
[]
[]
[]
[]
[]
[]
[]
[]
[]
[]
[]
[]
[]
[]
[]
[]
[]
[]
[]
[]
[]
[]
[]
[]
[]
[]
[]
[]
[]
[]
[]
[]
[]
[]
[]
[]
[]
[]
[]
[]
[]
[]
[]
[]
[]
[]
[]
[]
[]
[]
[]
[]
[]
[]
[]
[]
[]
[]
[]
[]
[]
[]
[]
[]
[]
[]
[]
[]
[]
[]
[]
[]
[]
[]
[]
[]
[]
[]
[]
[]
[]
[]
[]
[]
[]
[]
[]
[]
[]
[]
[]
[]
[]
[]
[]
[]
[]
[]
[]
[]
[]
[]
[]
[]
[]
[]
[]
[]
[]
[]
[]
[]
[]
[]
[]
[]
[]
[]
[]
[]
[]
[]
[]
[]
[]
[]
[]
[]
[]
[]
[]
[]
[]
[]
[]
[]
[]
[]
[]
[]
[]
[]
[]
[]
[]
[]
[]
[]
[]
[]
[]
[]
[]
[]
[]
[]
[]
[]
[]
[]
[]
[]
[]
[]
[]
[]
[]
[]
[]
[]
[]
[]
[]
[]
[]
[]
[]
[]
[]
[]
[]
[]
[]
[]
[]
[]
[]
[]
[]
[]
[]
[]
[]
[]
[]
[]
[]
[]
[]
[]
[]
[]
[]
[]
[]
[]
[]
[]
[]
[]
[]
[]
[]
[]
[]
[]
[]
[]
[]
[]
[]
[]
[]
[]
[]
[]
[]
[]
[]
[]
[]
[]
[]
[]
[]
[]
[]
[]
[]
[]
[]
[]
[]
[]
[]
[]
[]
[]
[]
[]
[]
[]
[]
[]
[]
[]
[]
[]
[]
[]
[]
[]
[]
[]
[]
[]
[]
[]
[]
[]
[]
[]
[]
[]
[]
[]
[]
[]
[]
[]
[]
[]
[]
[]
[]
[]
[]
[]
[]
[]
[]
[]
[]
[]
[]
[]
[]
[]
[]
[]
[]
[]
[]
[]
[]
[]
[]
[]
[]
[]
[]
[]
[]
[]
[]
[]
[]
[]
[]
[]
[]
[]
[]
[]
[]
[]
[]
[]
[]
[]
[]
[]
[]
[]
[]
[]
[]
[]
[]
[]
[]
[]
[]
[]
[]
[]
[]
[]
[]
[]
[]
[]
[]
[]
[]
[]
[]
[]
[]
[]
[]
[]
[]
[]
[]
[]
[]
[]
[]
[]
[]
[]
[]
[]
[]
[]
[]
[]
[]
[]
[]
[]
[]
[]
[]
[]
[]
[]
[]
[]
[]
[]
[]
[]
[]
[]
[]
[]
[]
[]
[]
[]
[]
[]
[]
[]
[]
[]
[]
[]
[]
[]
[]
[]
[]
[]
[]
[]
[]
[]
[]
[]
[]
[]
[]
[]
[]
[]
[]
[]
[]
[]
[]
[]
[]
[]
[]
[]
[]
[]
[]
[]
[]
[]
[]
[]
[]
[]
[]
[]
[]
[]
[]
[]
[]
[]
[]
[]
[]
[]
[]
[]
[]
[]
[]
[]
[]
[]
[]
[]
[]
[]
[]
[]
[]
[]
[]
[]
[]
[]
[]
[]
[]
[]
[]
[]
[]
[]
[]
[]
[]
[]
[]
[]
[]
[]
[]
[]
[]
[]
[]
[]
[]
[]
[]
[]
[]
[]
[]
[]
[]
[]
[]
[]
[]
[]
[]
[]
[]
[]
[]
[]
[]
[]
[]
[]
[]
[]
[]
[]
[]
[]
[]
[]
[]
[]
[]
[]
[]
[]
[]
[]
[]
[]
[]
[]
[]
[]
[]
[]
[]
[]
[]
[]
[]
[]
[]
[]
[]
[]
[]
[]
[]
[]
[]
[]
[]
[]
[]
[]
[]
[]
[]
[]
[]
[]
[]
[]
[]
[]
[]
[]
[]
[]
[]
[]
[]
[]
[]
[]
[]
[]
[]
[]
[]
[]
[]
[]
[]
[]
[]
[]
[]
[]
[]
[]
[]
[]
[]
[]
[]
[]
[]
[]
[]
[]
[]
[]
[]
[]
[]
[]
[]
[]
[]
[]
[]
[]
[]
[]
[]
[]
[]
[]
[]
[]
[]
[]
[]
[]
[]
[]
[]
[]
[]
[]
[]
[]
[]
[]
[]
[]
[]
[]
[]
[]
[]
[]
[]
[]
[]
[]
[]
[]
[]
[]
[]
[]
[]
[]
[]
[]
[]
[]
[]
[]
[]
[]
[]
[]
[]
[]
[]
[]
[]
[]
[]
[]
[]
[]
[]
[]
[]
[]
[]
[]
[]
[]
[]
[]
[]
[]
[]
[]
[]
[]
[]
[]
[]
[]
[]
[]
[]
[]
[]
[]
[]
[]
[]
[]
[]
[]
[]
[]
[]
[]
[]
[]
[]
[]
[]
[]
[]
[]
[]
[]
[]
[]
[]
[]
[]
[]
[]
[]
[]
[]
[]
[]
[]
[]
[]
[]
[]
[]
[]
[]
[]
[]
[]
[]
[]
[]
[]
[]
[]
[]
[]
[]
[]
[]
[]
[]
[]
[]
[]
[]
[]
[]
[]
[]
[]
[]
[]
[]
[]
[]
[]
[]
[]
[]
[]
[]
[]
[]
[]
[]
[]
[]
[]
[]
[]
[]
[]
[]
[]
[]
[]
[]
[]
[]
[]
[]
[]
[]
[]
[]
[]
[]
[]
[]
[]
[]
[]
[]
[]
[]
[]
[]
[]
[]
[]
[]
[]
[]
[]
[]
[]
[]
[]
[]
[]
[]
[]
[]
[]
[]
[]
[]
[]
[]
[]
[]
[]
[]
[]
[0.99999999999999989]

{"sheet":"Loss Data","index":3,"n_rows":1051,"n_cols":3,"rows_kept":1051,"cut":false,"hidden":true,"merged":[]}
["Conduction",207.98150790440206,"Phase"]
["Switching",150.23510153071851,93.952557382338185]
["Quiescent",1.92,92.443100003180845]
["Inductor",170.22115308692329,91.853350306004316]
[4000,24.759653984672113,91.2862927344366]
[5000,22.935444957169263,90.604752631425228]
[6000,21.453592248384538,89.809038700519011]
[7000,20.201267794792102,88.929921570190317]
[8000,19.112869063324453,87.998690139743701]
[9000,18.147464373764286,87.039441296164227]
[10000,17.278004046307654,86.068697819212801]
[11000,16.485718341074968,85.097033162263315]
[12000,15.757030888384076,84.130850384955181]
[13000,15.081772400467237,83.173797070592101]
[14000,14.452100309578899,82.227766607758056]
[15000,13.861818272230089,81.293567675729108]
[16000,13.305931201366247,80.371357969909525]
[17000,12.780344220006931,79.460919636363414]
[18000,12.281652647299332,78.561831535953758]
[19000,11.806991442812391,77.673575370510179]
[20000,11.353924650215404,76.795599836210826]
[21000,10.920362482461215,75.927358333864817]
[22000,10.504497976936054,75.068330136701562]
[23000,10.10475781000839,74.218031301137316]
[24000,9.7197635567039686,73.376019300642412]
[25000,9.348300789760815,72.541893896898401]
[26000,8.9892941536609285,71.715295830937791]
[27000,8.6417870557026717,70.895904324748997]
[28000,8.3049249690348113,70.083434007266121]
[29000,7.9779415928617308,69.277631639267085]
[30000,7.6601472955013321,68.478272859808257]
[31000,7.3509193980680525,67.685159080839469]
[32000,7.0496939545649955,66.8981145964338]
[33000,6.7559587578038993,66.116983935805052]
[34000,6.4692473565330042,65.341629466640171]
[35000,6.1891339121211839,64.571929242027565]
[36000,5.9152287564661297,63.807775076897968]
[37000,5.6471745388570742,63.049070836281544]
[38000,5.3846428700716098,62.295730916352056]
[39000,5.127331388328459,61.547678899266948]
[40000,4.8749611847776606,60.804846363665121]
[41000,4.6272745367510613,60.067171833920185]
[42000,4.3840329055193621,59.334599852724075]
[43000,4.1450151622673284,58.607080163032812]
[44000,3.9100160116962708,57.884566986878191]
[45000,3.6788445873593814,57.167018389910673]
[46000,3.451323196728973,56.454395721791755]
[47000,3.2272861972183171,55.746663123686702]
[48000,3.006578987092237,55.043787095137795]
[49000,2.7890570974544109,54.34573611349915]
[50000,2.5745853734097235,53.652480299914735]
[51000,2.3630372341119106,52.963991126542652]
[52000,2.1542940027681698,52.280241160327122]
[53000,1.9482442988363269,51.601203839201162]
[54000,1.7447834856420767,50.926853277047051]
[55000,1.5438131674926645,50.257164094196241]
[56000,1.3452407310901773,49.592111270591829]
[57000,1.1489789266807879,48.931670019090404]
[58000,0.95494548491296793,48.275815676632149]
[59000,0.76306276585115174,47.624523611296787]
[60000,0.57325743699874798,46.977769143449848]
[61000,0.38546017753725237,46.335527479403162]
[62000,0.19960540630018297,45.69777365616963]
[63000,1.5631031271036828E-2,45.064482496058261]
[64000,-0.1665217813697657,44.435628569977297]
[65000,-0.34690882041434434,43.811186168437551]
[66000,-0.52558302659322198,43.191129279366166]
[67000,-0.70259467476033166,42.575431571907018]
[68000,-0.87799154257146705,41.964066385503173]
[69000,-1.0518190668083331,41.357006723601486]
[70000,-1.2241204883839834,40.754225251405018]
[71000,-1.3949369869690784,40.155694297153651]
[72000,-1.564307806086223,39.561385856464902]
[73000,-1.7322703694425801,38.971271599313418]
[74000,-1.8988603891986378,38.385322879284161]
[75000,-2.0641119668077037,37.803510744751563]
[76000,-2.2280576870042674,37.225805951695087]
[77000,-2.390728705468335,36.652178977870129]
[78000,-2.552154830644672,36.082600038105852]
[79000,-2.7123646001583133,35.517039100505237]
[80000,-2.8713853522266488,34.955465903361358]
[81000,-3.0292432924367918,34.397849972616356]
[82000,-3.1859635562252535,33.844160639711596]
[83000,-3.341570267370078,33.294367059694629]
[84000,-3.4960865927808236,32.748438229464327]
[85000,-3.6495347938454579,32.206343006046858]
[86000,-3.8019362745797625,31.668050124813153]
[87000,-3.9533116267972113,31.133528217552914]
[88000,-4.103680672507072,30.602745830337355]
[89000,-4.2530625037283816,30.075671441109396]
[90000,-4.4014755198963469,29.552273476944947]
[91000,-4.5489374630211685,29.032520330943218]
[92000,-4.6954654507501186,28.51638037870925]
[93000,-4.8410760074717638,28.003821994389909]
[94000,-4.9857850935901125,27.494813566242687]
[95000,-5.1296081330882011,26.989323511715163]
[96000,-5.2725600394923848,26.487320292014044]
[97000,-5.4146552403395978,25.98877242615611]
[98000,-5.5559077002436696,25.493648504484106]
[99000,-5.6963309426484159,25.001917201653754]
[100000,-5.8359380703526877,24.513547289072257]
[101000,-5.9747417848812407,24.028507646802886]
[102000,-6.1127544047760951,23.546767274926147]
[103000,-6.2499878828735529,23.068295304365769]
[104000,-6.3864538226297149,22.593061007186641]
[105000,-6.5221634935534754,22.121033806364093]
[106000,-6.6571278457997174,21.652183285040703]
[107000,-6.7913575239751722,21.186479195275904]
[108000,-6.9248628802036336,20.72389146629494]
[109000,-7.0576539864944383,20.264390212257744]
[110000,-7.1897406464572331,19.807945739548256]
[111000,-7.3211324063992125,19.354528553605984]
[112000,-7.4518385658442341,18.90410936530262]
[113000,-7.5818681875052905,18.45665909689107]
[114000,-7.7112301067439475,18.012148887520087]
[115000,-7.8399329405450144,17.570550098348928]
[116000,-7.9679850960357479,17.131834317260658]
[117000,-8.0953947785754963,16.695973363194287]
[118000,-8.2221699994397852,16.262939290108942]
[119000,-8.3483185831218627,15.832704390592953]
[120000,-8.4738481742758935,15.405241199127966]
[121000,-8.5987662443167707,14.980522495030403]
[122000,-8.7230800977019296,14.558521305073558]
[123000,-8.8467968779086679,14.139210905809549]
[124000,-8.9699235731252873,13.722564825600459]
[125000,-9.0924670216723165,13.308556846375605]
[126000,-9.2144339171677299,12.897161005122248]
[127000,-9.3358308134513184,12.488351595122962]
[128000,-9.4566641292800142,12.082103166956985]
[129000,-9.5769401528079694,11.678390529265348]
[130000,-9.696665045861554,11.277188749305855]
[131000,-9.8158448480221931,10.878473153294886]
[132000,-9.9344854805251614,10.482219326554034]
[133000,-10.052592749985575,10.08840311347126]
[134000,-10.170172351960506,9.697000617285104]
[135000,-10.287229874355319,9.307988199699551]
[136000,-10.403770800683018,8.9213424803443644]
[137000,-10.519800513183572,8.5370403360830025]
[138000,-10.635324295811412,8.1550589001822402]
[139000,-10.750347337096935,7.775375561347813]
[140000,-10.864874732888881,7.3979679626368977]
[141000,-10.978911488983931,7.0228140002540886]
[142000,-11.092462523648667,6.6498918222365768]
[143000,-11.205532670039736,6.2791798270382628]
[144000,-11.318126678527552,5.9106566620173702]
[145000,-11.430249218927099,5.5443012218372401]
[146000,-11.541904882642083,5.1800926467806221]
[147000,-11.653098184725936,4.8180103209910978]
[148000,-11.76383356586307,4.4580338706399862]
[149000,-11.874115394275702,4.1001431620293749]
[150000,-11.98394796755813,3.7443182996359514]
[151000,-12.093335514444137,3.3905396240953238]
[152000,-12.202282196508063,3.0387877101391236]
[153000,-12.310792109804868,2.6890433644858818]
[154000,-12.418869286451475,2.341287623686672]
[155000,-12.526517696150892,1.995501751936114]
[156000,-12.633741247663657,1.6516672388490909]
[157000,-12.740543790227534,1.3097657972068826]
[158000,-12.846929114929486,0.9697793606734354]
[159000,-12.952900956029502,0.63169008149591221]
[160000,-13.058462992241234,0.29548032817642667]
[161000,-13.163618847969216,-3.8867316865861389E-2]
[162000,-13.2683720945064,-0.37137005965331255]
[163000,-13.372726251192217,-0.70204489701516681]
[164000,-13.476684786533664,-1.0309086189648253]
[165000,-13.580251119290836,-1.3579778110813301]
[166000,-13.683428619528165,-1.6832688568967722]
[167000,-13.786220609634087,-2.0067979402866456]
[168000,-13.888630365308574,-2.3285810478580489]
[169000,-13.99066111652072,-2.6486339713374889]
[170000,-14.092316048438484,-2.9669723099551435]
[171000,-14.19359830233037,-3.2836114728241985]
[172000,-14.294510976441144,-3.5985666813115849]
[173000,-14.395057126841664,-3.9118529714030639]
[174000,-14.495239768255171,-4.2234851960564761]
[175000,-14.595061874859645,-4.533478027544616]
[176000,-14.694526381068417,-4.8418459597868564]
[177000,-14.793636182288513,-5.1486033106659317]
[178000,-14.892394135659064,-5.4537642243321232]
[179000,-14.990803060769256,-5.7573426734891644]
[180000,-15.088865740357091,-6.05935246166821]
[181000,-15.186584920990541,-6.359807225480993]
[182000,-15.283963313729751,-6.6587204368568802]
[183000,-15.38100359477318,-6.9561054052609315]
[184000,-15.477708406086352,-7.2519752798928589]
[185000,-15.574080356015834,-7.5463430518669039]
[186000,-15.670122019886755,-7.8392215563697096]
[187000,-15.765835940585893,-8.1306234747989379]
[188000,-15.861224629131264,-8.420561336880187]
[189000,-15.956290565226908,-8.7090475227623987]
[190000,-16.051036197804962,-8.9960942650904911]
[191000,-16.145463945553978,-9.2817136510558491]
[192000,-16.239576197436687,-9.565917624425575]
[193000,-16.333375313193567,-9.8487179875484081]
[194000,-16.426863623836311,-10.130126403334586]
[195000,-16.52004343212932,-10.410154397218106]
[196000,-16.612917013060766,-10.688813359090808]
[197000,-16.705486614302483,-10.966114545215243]
[198000,-16.797754456660151,-11.242069080113145]
[199000,-16.889722734513665,-11.516687958430929]
[200000,-16.981393616247274,-11.789982046781571]
[201000,-17.072769244671559,-12.061962085561921]
[202000,-17.163851737434548,-12.332638690747837]
[203000,-17.254643187426176,-12.602022355663131]
[204000,-17.345145663172843,-12.870123452728521]
[205000,-17.435361209224062,-13.13695223518407]
[206000,-17.52529184653136,-13.402518838788733]
[207000,-17.61493957281899,-13.66683328349896]
[208000,-17.704306362947445,-13.929905475119737]
[209000,-17.79339416926944,-14.191745206936874]
[210000,-17.8822049219783,-14.452362161323183]
[211000,-17.970740529450691,-14.711765911323512]
[212000,-18.059002878580792,-14.969965922216165]
[213000,-18.146993835109068,-15.226971553052149]
[214000,-18.234715243945313,-15.482792058173866]
[215000,-18.322168929482913,-15.737436588706574]
[216000,-18.40935669590926,-15.990914194033181]
[217000,-18.496280327510188,-16.243233823246115]
[218000,-18.582941588966928,-16.494404326574287]
[219000,-18.669342225649409,-16.744434456793478]
[220000,-18.755483963902396,-16.99333287061145]
[221000,-18.841368511327904,-17.241108130035627]
[222000,-18.92699755706052,-17.487768703716597]
[223000,-19.012372772039321,-17.733322968274461]
[224000,-19.097495809273902,-17.977779209601863]
[225000,-19.182368304105786,-18.221145624149688]
[226000,-19.266991874464946,-18.463430320191769]
[227000,-19.35136812112173,-18.704641319068941]
[228000,-19.435498627934635,-18.944786556416091]
[229000,-19.519384962092904,-19.18387388336857]
[230000,-19.603028674355791,-19.421911067749498]
[231000,-19.686431299286465,-19.65890579524115]
[232000,-19.769594355482944,-19.894865670533687]
[233000,-19.852519345803717,-20.129798218459335]
[234000,-19.935207757590781,-20.363710885107992]
[235000,-20.017661062887782,-20.596611038923967]
[236000,-20.099880718654699,-20.828505971786306]
[237000,-20.181868166979342,-21.059402900072765]
[238000,-20.263624835283718,-21.289308965703988]
[239000,-20.345152136529588,-21.518231237176465]
[240000,-20.42645146941701,-21.746176710572559]
[241000,-20.507524218582454,-21.973152310559058]
[242000,-20.588371754792153,-22.199164891368355]
[243000,-20.668995435132679,-22.424221237763891]
[244000,-20.749396603197869,-22.648328065989947]
[245000,-20.829576589273209,-22.871492024707099]
[246000,-20.909536710516832,-23.093719695911712]
[247000,-20.989278271137351,-23.315017595840889]
[248000,-21.068802562569108,-23.535392175864228]
[249000,-21.14811086364454,-23.754849823359407]
[250000,-21.227204440763273,-23.973396862574415]
[251000,-21.306084548058916,-24.191039555476369]
[252000,-21.384752427563004,-24.407784102586856]
[253000,-21.463209309365983,-24.623636643802687]
[254000,-21.541456411776437,-24.838603259205186]
[255000,-21.619494941476223,-25.052689969853702]
[256000,-21.69732609367513,-25.265902738571057]
[257000,-21.77495105226096,-25.478247470711029]
[258000,-21.85237098994897,-25.689730014917192]
[259000,-21.929587068427615,-25.900356163868594]
[260000,-22.006600438503181,-26.110131655012996]
[261000,-22.083412240240641,-26.31906217128935]
[262000,-22.16002360310377,-26.527153341836968]
[263000,-22.236435646092112,-26.734410742695669]
[264000,-22.312649477876299,-26.940839897493483]
[265000,-22.388666196930846,-27.146446278122898]
[266000,-22.46448689166478,-27.351235305406767]
[267000,-22.54011264055114,-27.555212349754591]
[268000,-22.615544512253077,-27.758382731806869]
[269000,-22.690783565749268,-27.960751723069635]
[270000,-22.765830850456879,-28.162324546540393]
[271000,-22.840687406351851,-28.36310637732096]
[272000,-22.915354264089316,-28.563102343223978]
[273000,-22.989832445119536,-28.762317525367518]
[274000,-23.064122961804618,-28.960756958761387]
[275000,-23.138226817531521,-29.158425632883809]
[276000,-23.21214500682435,-29.355328492249178]
[277000,-23.28587851545478,-29.551470436966959]
[278000,-23.359428320550396,-29.746856323290721]
[279000,-23.432795390701994,-29.941490964160646]
[280000,-23.505980686068888,-30.135379129735952]
[281000,-23.578985158482396,-30.328525547919174]
[282000,-23.651809751548253,-30.520934904872352]
[283000,-23.724455400747885,-30.712611845526233]
[284000,-23.796923033535982,-30.903560974079245]
[285000,-23.869213569440152,-31.093786854491391]
[286000,-23.941327920155665,-31.283294010968692]
[287000,-24.013266989640929,-31.47208692844027]
[288000,-24.085031674210427,-31.660170053028772]
[289000,-24.156622862627472,-31.847547792513915]
[290000,-24.228041436193863,-32.03422451678729]
[291000,-24.299288268839923,-32.22020455830112]
[292000,-24.370364227211937,-32.405492212510936]
[293000,-24.441270170759118,-32.590091738309312]
[294000,-24.512006951819124,-32.774007358456402]
[295000,-24.582575415701847,-32.957243259999949]
[296000,-24.652976400772488,-33.139803594691941]
[297000,-24.723210738533385,-33.321692479398166]
[298000,-24.793279253704416,-33.502913996499636]
[299000,-24.86318276430206,-33.683472194292122]
[300000,-24.932922081718267,-33.863371087375029]
[301000,-25.002498010796884,-34.042614657038136]
[302000,-25.071911349909477,-34.221206851639089]
[303000,-25.141162891031197,-34.399151586980459]
[304000,-25.210253419813316,-34.576452746674661]
[305000,-25.279183715656664,-34.753114182508199]
[306000,-25.347954551783019,-34.929139714799284]
[307000,-25.416566695305853,-35.104533132749403]
[308000,-25.485020907299969,-35.279298194790307]
[309000,-25.55331794287007,-35.453438628926556]
[310000,-25.621458551218183,-35.62695813307063]
[311000,-25.68944347571113,-35.799860375377733]
[312000,-25.757273453945007,-35.972148994569437]
[313000,-25.82494921781138,-36.143827600258554]
[314000,-25.892471493560187,-36.31489977326558]
[315000,-25.959841001863371,-36.485369065932808]
[316000,-26.027058457876603,-36.655239002432253]
[317000,-26.094124571300526,-36.82451307906846]
[318000,-26.161040046441151,-36.993194764580572]
[319000,-26.227805582270157,-37.161287500438043]
[320000,-26.294421872482168,-37.32879470112784]
[321000,-26.360889605554,-37.495719754447151]
[322000,-26.42720946480075,-37.662066021782927]
[323000,-26.493382128433115,-37.827836838392052]
[324000,-26.559408269611517,-37.993035513675949]
[325000,-26.625288556502444,-38.157665331453188]
[326000,-26.691023652331253,-38.321729550225896]
[327000,-26.756614215435821,-38.485231403443855]
[328000,-26.822060899319482,-38.648174099764759]
[329000,-26.887364352701777,-38.810560823311015]
[330000,-26.952525219570823,-38.972394733921661]
[331000,-27.017544139232619,-39.133678967403256]
[332000,-27.082421746361433,-39.294416635775129]
[333000,-27.147158671048871,-39.454610827513115]
[334000,-27.21175553885147,-39.614264607787469]
[335000,-27.276212970839428,-39.773381018700178]
[336000,-27.340531583642939,-39.931963079517665]
[337000,-27.40471198949896,-40.090013786900116]
[338000,-27.468754796297105,-40.247536115130366]
[339000,-27.532660607624379,-40.404533016334021]
[340000,-27.596430022810313,-40.561007420703071]
[341000,-27.660063636970825,-40.716962236712696]
[342000,-27.723562041051025,-40.872400351335656]
[343000,-27.786925821869129,-41.027324630256054]
[344000,-27.850155562157951,-41.181737918076593]
[345000,-27.91325184060668,-41.335643038525966]
[346000,-27.976215231902341,-41.489042794662851]
[347000,-28.03904630677004,-41.641939969076773]
[348000,-28.101745632013198,-41.794337324086591]
[349000,-28.164313770553406,-41.946237601937234]
[350000,-28.226751281468712,-42.097643524991092]
[351000,-28.289058720033118,-42.248557795922395]
[352000,-28.35123663775342,-42.398983097901208]
[353000,-28.413285582408104,-42.548922094783869]
[354000,-28.475206098082918,-42.698377431293835]
[355000,-28.53699872520858,-42.847351733204256]
[356000,-28.598664000596273,-42.995847607516772]
[357000,-28.660202457473591,-43.14386764263817]
[358000,-28.721614625519432,-43.291414408555568]
[359000,-28.782901030898497,-43.438490457007966]
[360000,-28.844062196296257,-43.585098321657526]
[361000,-28.905098640952012,-43.731240518256037]
[362000,-28.96601088069286,-43.87691954481356]
[363000,-29.026799427966168,-44.02213788176023]
[364000,-29.087464791872449,-44.166897992108638]
[365000,-29.148007478197574,-44.311202321614957]
[366000,-29.208427989444136,-44.455053298935951]
[367000,-29.268726824862998,-44.598453335785621]
[368000,-29.328904480483974,-44.741404827087507]
[369000,-29.388961449146954,-44.883910151131495]
[370000,-29.448898220531397,-45.025971669718992]
[371000,-29.508715281186465,-45.167591728316516]
[372000,-29.568413114560435,-45.308772656198364]
[373000,-29.627992201029507,-45.449516766595018]
[374000,-29.687453017926796,-45.589826356835523]
[375000,-29.746796039570349,-45.729703708487683]
[376000,-29.806021737291463,-45.869151087501407]
[377000,-29.865130579461741,-46.008170744343602]
[378000,-29.924123031521439,-46.14676491413833]
[379000,-29.982999556005069,-46.284935816798985]
[380000,-30.041760612569064,-46.422685657164621]
[381000,-30.100406658017626,-46.56001662512967]
[382000,-30.158938146328715,-46.696930895776227]
[383000,-30.217355528680013,-46.833430629502672]
[384000,-30.27565925347378,-46.969517972150769]
[385000,-30.333849766362356,-47.105195055132512]
[386000,-30.391927510272744,-47.240463995553938]
[387000,-30.449892925430859,-47.375326896339182]
[388000,-30.507746449385973,-47.509785846352109]
[389000,-30.565488517034353,-47.643842920516562]
[390000,-30.623119560643168,-47.777500179935579]
[391000,-30.68064000987345,-47.910759672010805]
[392000,-30.738050291802924,-48.043623430554945]
[393000,-30.795350830949559,-48.176093475911777]
[394000,-30.852542049293174,-48.308171815066807]
[395000,-30.909624366298019,-48.439860441760977]
[396000,-30.966598198934889,-48.571161336602714]
[397000,-31.023463961702458,-48.70207646717656]
[398000,-31.080222066649146,-48.832607788153496]
[399000,-31.136872923393653,-48.962757241398911]
[400000,-31.193416939146623,-49.09252675607776]
[401000,-31.249854518731031,-49.221918248761476]
[402000,-31.306186064602393,-49.350933623531596]
[403000,-31.36241197686924,-49.479574772082934]
[404000,-31.418532653313406,-49.607843573826379]
[405000,-31.474548489408956,-49.735741895989278]
[406000,-31.530459878342644,-49.863271593715176]
[407000,-31.586267211032467,-49.990434510163404]
[408000,-31.641970876147298,-50.117232476606652]
[409000,-31.697571260125432,-50.243667312526775]
[410000,-31.753068747193151,-50.369740825713393]
[411000,-31.808463719383695,-50.495454812354531]
[412000,-31.863756556554836,-50.62081105713407]
[413000,-31.918947636407339,-50.745811333322372]
[414000,-31.974037334502551,-50.870457402869199]
[415000,-32.029026024280363,-50.994751016494369]
[416000,-32.083914077076109,-51.118693913778031]
[417000,-32.138701862138205,-51.242287823247899]
[418000,-32.193389746645032,-51.365534462469931]
[419000,-32.247978095721891,-51.488435538133956]
[420000,-32.302467272457612,-51.610992746140575]
[421000,-32.356857637920868,-51.733207771687049]
[422000,-32.411149551176848,-51.855082289349859]
[423000,-32.46534336930285,-51.976617963171186]
[424000,-32.51943944740475,-52.097816446740055]
[425000,-32.573438138632518,-52.218679383275294]
[426000,-32.627339794195905,-52.339208405705556]
[427000,-32.681144763379436,-52.459405136750995]
[428000,-32.734853393558438,-52.579271189002824]
[429000,-32.788466030213804,-52.698808165001594]
[430000,-32.841983016946315,-52.818017657315067]
[431000,-32.895404695492452,-52.936901248615733]
[432000,-32.948731405738144,-53.055460511758518]
[433000,-33.001963485733874,-53.173697009854855]
[434000,-33.055101271708374,-53.291612296349157]
[435000,-33.108145098083547,-53.409207915090995]
[436000,-33.161095297487655,-53.526485400412128]
[437000,-33.213952200769413,-53.643446277196112]
[438000,-33.266716137012033,-53.760092060952367]
[439000,-33.319387433546595,-53.876424257886548]
[440000,-33.371966415965126,-53.992444364971981]
[441000,-33.424453408134447,-54.108153870020857]
[442000,-33.476848732208929,-54.22355425175104]
[443000,-33.529152708643466,-54.338646979856904]
[444000,-33.581365656206778,-54.453433515077514]
[445000,-33.633487891993255,-54.567915309262638]
[446000,-33.685519731436891,-54.682093805441333]
[447000,-33.737461488322523,-54.795970437886872]
[448000,-33.789313474798625,-54.909546632183385]
[449000,-33.841076001389808,-55.022823805289882]
[450000,-33.892749377008514,-55.135803365605504]
[451000,-33.944333908967003,-55.248486713032456]
[452000,-33.995829902989485,-55.360875239040517]
[453000,-34.047237663223704,-55.472970326728266]
[454000,-34.098557492252219,-55.58477335088547]
[455000,-34.149789691104672,-55.696285678055894]
[456000,-34.200934559268241,-55.807508666595503]
[457000,-34.251992394699741,-55.918443666736565]
[458000,-34.302963493836003,-56.029092020643105]
[459000,-34.353848151605277,-56.139455062474092]
[460000,-34.404646661438548,-56.249534118439065]
[461000,-34.455359315279722,-56.359330506859436]
[462000,-34.505986403596559,-56.46884553822288]
[463000,-34.556528215391261,-56.578080515242348]
[464000,-34.606985038211,-56.687036732912397]
[465000,-34.657357158158774,-56.795715478566521]
[466000,-34.7076448599027,-56.904118031930487]
[467000,-34.757848426686898,-57.012245665177424]
[468000,-34.807968140341657,-57.120099642985515]
[469000,-34.858004281293091,-57.227681222589503]
[470000,-34.907957128573045,-57.334991653834322]
[471000,-34.957826959829376,-57.44203217923004]
[472000,-35.007614051334933,-57.548804034003041]
[473000,-35.057318677998047,-57.655308446149107]
[474000,-35.106941113370937,-57.761546636484333]
[475000,-35.156481629660156,-57.867519818697176]
[476000,-35.205940497736037,-57.973229199400663]
[477000,-35.255317987140444,-58.078675978179334]
[478000,-35.304614366097674,-58.183861347642555]
[479000,-35.353829901522609,-58.288786493473204]
[480000,-35.402964859030149,-58.393452594475214]
[481000,-35.452019502943635,-58.497860822625157]
[482000,-35.500994096304034,-58.602012343118091]
[483000,-35.549888900878742,-58.705908314417378]
[484000,-35.598704177169736,-58.809549888299955]
[485000,-35.647440184423111,-58.91293820990564]
[486000,-35.696097180636471,-59.016074417782924]
[487000,-35.744675422568186,-59.118959643934275]
[488000,-35.793175165745275,-59.221595013863649]
[489000,-35.841596664471837,-59.323981646620659]
[490000,-35.889940171837424,-59.426120654848653]
[491000,-35.938205939724746,-59.528013144824278]
[492000,-35.986394218818184,-59.629660216505613]
[493000,-36.03450525861134,-59.731062963575702]
[494000,-36.082539307415267,-59.832222473486077]
[495000,-36.130496612365889,-59.933139827498636]
[496000,-36.178377419432351,-60.033816100730299]
[497000,-36.226181973424161,-60.134252362194836]
[498000,-36.273910517999241,-60.234449674844122]
[499000,-36.321563295670842,-60.33440909561223]
[500000,-36.369140547816045,-60.434131675455042]
[501000,-36.416642514681961,-60.533618459390844]
[502000,-36.464069435394229,-60.632870486544498]
[503000,-36.51142154796333,-60.731888790183497]
[504000,-36.558699089292674,-60.830674397762117]
[505000,-36.605902295185018,-60.929228330958068]
[506000,-36.653031400349683,-61.027551605713199]
[507000,-36.700086638410411,-61.125645232273548]
[508000,-36.747068241911187,-61.223510215226668]
[509000,-36.793976442323739,-61.321147553542218]
[510000,-36.840811470054447,-61.418558240606984]
[511000,-36.887573554450896,-61.515743264265524]
[512000,-36.934262923808696,-61.612703606856826]
[513000,-36.98087980537818,-61.709440245252182]
[514000,-37.027424425371002,-61.805954150890621]
[515000,-37.073897008966775,-61.902246289817406]
[516000,-37.120297780319412,-61.998317622719995]
[517000,-37.166626962563498,-62.094169104962582]
[518000,-37.212884777821131,-62.189801686623767]
[519000,-37.259071447207731,-62.285216312531574]
[520000,-37.305187190838801,-62.380413922300136]
[521000,-37.351232227835624,-62.475395450359422]
[522000,-37.397206776331927,-62.570161825997722]
[523000,-37.443111053479747,-62.664713973389645]
[524000,-37.488945275455585,-62.759052811633403]
[525000,-37.534709657466436,-62.853179254783477]
[526000,-37.580404413755709,-62.947094211886096]
[527000,-37.626029757609132,-63.040798587009085]
[528000,-37.671585901360956,-63.134293279278495]
[529000,-37.717073056398874,-63.227579182909544]
[530000,-37.762491433171249,-63.320657187240457]
[531000,-37.807841241191312,-63.413528176761645]
[532000,-37.853122689044049,-63.506193031153558]
[533000,-37.898335984391011,-63.598652625311857]
[534000,-37.943481333976415,-63.690907829384109]
[535000,-37.988558943632626,-63.782959508798413]
[536000,-38.0335690182851,-63.874808524294956]
[537000,-38.078511761958794,-63.966455731958632]
[538000,-38.123387377782706,-64.057901983245387]
[539000,-38.168196067995815,-64.149148125017788]
[540000,-38.212938033952064,-64.240194999571941]
[541000,-38.257613476125798,-64.331043444668367]
[542000,-38.302222594116991,-64.421694293560748]
[543000,-38.346765586656332,-64.512148375026811]
[544000,-38.391242651610625,-64.602406513396403]
[545000,-38.435653985987678,-64.692469528581285]
[546000,-38.479999785941459,-64.782338236102675]
[547000,-38.524280246776939,-64.872013447122129]
[548000,-38.56849556295559,-64.961495968467332]
[549000,-38.612645928099866,-65.050786602661375]
[550000,-38.656731534998016,-65.139886147951373]
[551000,-38.700752575609734,-65.228795398333602]
[552000,-38.744709241069913,-65.31751514358514]
[553000,-38.788601721694491,-65.406046169287265]
[554000,-38.832430206984412,-65.494389256854163]
[555000,-38.876194885630809,-65.58254518356037]
[556000,-38.919895945519471,-65.670514722566011]
[557000,-38.963533573735639,-65.758298642944894]
[558000,-39.00710795656876,-65.845897709708538]
[559000,-39.050619279516383,-65.933312683835425]
[560000,-39.09406772728974,-66.020544322293929]
[561000,-39.137453483817289,-66.107593378068586]
[562000,-39.180776732249868,-66.194460600188279]
[563000,-39.224037654964967,-66.28114673374796]
[564000,-39.267236433570652,-66.367652519935007]
[565000,-39.310373248910921,-66.453978696055543]
[566000,-39.353448281068879,-66.540125995556309]
[567000,-39.39646170937224,-66.626095148053793]
[568000,-39.439413712396487,-66.711886879353131]
[569000,-39.482304467970117,-66.797501911476886]
[570000,-39.525134153177916,-66.882940962684899]
[571000,-39.567902944365912,-66.968204747503705]
[572000,-39.610611017145217,-67.053293976743575]
[573000,-39.65325854639589,-67.138209357527828]
[574000,-39.695845706271719,-67.222951593312857]
[575000,-39.73837267020356,-67.307521383911578]
[576000,-39.780839610903442,-67.391919425518154]
[577000,-39.823246700369253,-67.476146410729129]
[578000,-39.865594109888065,-67.560203028565766]
[579000,-39.907882010040069,-67.644089964499315]
[580000,-39.950110570703032,-67.727807900470452]
[581000,-39.992279961055367,-67.811357514912189]
[582000,-40.034390349580669,-67.894739482771087]
[583000,-40.076441904071523,-67.977954475533068]
[584000,-40.118434791632673,-68.061003161240009]
[585000,-40.160369178685443,-68.143886204513194]
[586000,-40.202245230971307,-68.226604266576871]
[587000,-40.244063113555384,-68.309158005275947]
[588000,-40.285822990830475,-68.391548075099564]
[589000,-40.327525026520192,-68.4737751271999]
[590000,-40.369169383683598,-68.555839809415787]
[591000,-40.410756224717559,-68.637742766290913]
[592000,-40.452285711361199,-68.719484639095697]
[593000,-40.49375800469916,-68.801066065846172]
[594000,-40.535173265165184,-68.882487681325657]
[595000,-40.576531652545725,-68.963750117103274]
[596000,-40.61783332598327,-69.044854001556757]
[597000,-40.659078443979652,-69.125799959888425]
[598000,-40.70026716440006,-69.206588614146568]
[599000,-40.741399644475848,-69.287220583246508]
[600000,-40.782476040808284,-69.367696482987199]
[601000,-40.823496509371743,-69.44801692607254]
[602000,-40.864461205517095,-69.528182522127921]
[603000,-40.905370283974996,-69.608193877721391]
[604000,-40.946223898859344,-69.688051596383772]
[605000,-40.987022203670293,-69.767756278622983]
[606000,-41.027765351297646,-69.847308521945166]
[607000,-41.068453494024212,-69.926708920874859]
[608000,-41.109086783528603,-70.005958066969754]
[609000,-41.149665370888997,-70.085056548840299]
[610000,-41.19018940658566,-70.164004952168526]
[611000,-41.230659040504761,-70.242803859725285]
[612000,-41.271074421940881,-70.321453851387972]
[613000,-41.311435699600274,-70.399955504157745]
[614000,-41.351743021604371,-70.478309392178446]
[615000,-41.391996535492396,-70.556516086751998]
[616000,-41.432196388224227,-70.634576156357937]
[617000,-41.47234272618401,-70.712490166668388]
[618000,-41.512435695182646,-70.790258680566794]
[619000,-41.552475440461137,-70.867882258164073]
[620000,-41.592462106692878,-70.945361456815846]
[621000,-41.632395837987737,-71.022696831137765]
[622000,-41.672276777893615,-71.099888933024602]
[623000,-41.712105069400693,-71.176938311664387]
[624000,-41.751880854943046,-71.253845513555717]
[625000,-41.791604276402325,-71.330611082524953]
[626000,-41.831275475110274,-71.407235559739902]
[627000,-41.870894591851766,-71.483719483727569]
[628000,-41.910461766867314,-71.56006339039088]
[629000,-41.94997713985596,-71.636267813022329]
[630000,-41.989440849978195,-71.712333282321197]
[631000,-42.028853035858511,-71.788260326407908]
[632000,-42.068213835588296,-71.864049470841749]
[633000,-42.107523386728268,-71.939701238632921]
[634000,-42.146781826311411,-72.015216150261409]
[635000,-42.185989290845491,-72.090594723689136]
[636000,-42.225145916316151,-72.165837474376403]
[637000,-42.264251838188606,-72.24094491529749]
[638000,-42.30330719141142,-72.315917556954346]
[639000,-42.342312110417993,-72.39075590739094]
[640000,-42.381266729130196,-72.465460472210452]
[641000,-42.420171180960168,-72.540031754586124]
[642000,-42.45902559881322,-72.614470255279642]
[643000,-42.497830115090089,-72.688776472651426]
[644000,-42.536584861690024,-72.762950902679492]
[645000,-42.575289970012719,-72.836994038968726]
[646000,-42.613945570960816,-72.910906372769688]
[647000,-42.652551794942994,-72.984688392989]
[648000,-42.69110877187569,-73.058340586203599]
[649000,-42.729616631185976,-73.131863436677449]
[650000,-42.768075501813769,-73.205257426372881]
[651000,-42.806485512214529,-73.278523034963854]
[652000,-42.844846790361224,-73.351660739850274]
[653000,-42.883159463747099,-73.424671016171146]
[654000,-42.921423659387756,-73.497554336820045]
[655000,-42.959639503823766,-73.570311172453714]
[656000,-42.997807123122904,-73.642941991511009]
[657000,-43.03592664288221,-73.715447260219136]
[658000,-43.073998188230775,-73.787827442614315]
[659000,-43.112021883831623,-73.860083000548101]
[660000,-43.14999785388423,-73.932214393704527]
[661000,-43.187926222126663,-74.004222079610415]
[662000,-43.225807111838002,-74.076106513649236]
[663000,-43.263640645840084,-74.147868149073545]
[664000,-43.301426946500428,-74.219507437015992]
[665000,-43.33916613573399,-74.291024826504184]
[666000,-43.376858335005721,-74.362420764472105]
[667000,-43.414503665331807,-74.433695695770524]
[668000,-43.452102247283236,-74.504850063182346]
[669000,-43.489654200986791,-74.575884307430712]
[670000,-43.52715964612787,-74.646798867196196]
[671000,-43.564618701952284,-74.717594179123623]
[672000,-43.602031487268597,-74.788270677837005]
[673000,-43.639398120449719,-74.858828795949833]
[674000,-43.67671871943584,-74.929268964078872]
[675000,-43.713993401735742,-74.99959161085269]
[676000,-43.751222284429296,-75.069797162925454]
[677000,-43.788405484169282,-75.139886044986639]
[678000,-43.825543117183599,-75.209858679776019]
[679000,-43.86263529927713,-75.279715488089792]
[680000,-43.899682145833864,-75.349456888795075]
[681000,-43.936683771819006,-75.419083298842438]
[682000,-43.973640291780569,-75.488595133272739]
[683000,-44.010551819851749,-75.557992805230967]
[684000,-44.047418469752827,-75.627276725977623]
[685000,-44.084240354793103,-75.696447304898513]
[686000,-44.121017587872359,-75.765504949514437]
[687000,-44.157750281483843,-75.834450065494991]
[688000,-44.194438547715038,-75.903283056665984]
[689000,-44.23108249825026,-75.972004325022056]
[690000,-44.267682244372743,-76.040614270737549]
[691000,-44.304237896965674,-76.109113292175124]
[692000,-44.340749566514745,-76.177501785897221]
[693000,-44.377217363109821,-76.245780146676907]
[694000,-44.413641396446977,-76.31394876750764]
[695000,-44.450021775829768,-76.382008039611904]
[696000,-44.486358610171983,-76.44995835245544]
[697000,-44.522652007998516,-76.517800093753081]
[698000,-44.558902077447854,-76.585533649480695]
[699000,-44.595108926273468,-76.653159403884999]
[700000,-44.631272661845813,-76.720677739493212]
[701000,-44.667393391153979,-76.788089037123484]
[702000,-44.703471220807742,-76.855393675893382]
[703000,-44.739506257038997,-76.922592033231965]
[704000,-44.775498605703355,-76.98968448488553]
[705000,-44.811448372282491,-77.056671404931365]
[706000,-44.847355661885445,-77.123553165784571]
[707000,-44.8832205792501,-77.190330138209006]
[708000,-44.919043228745835,-77.257002691325297]
[709000,-44.954823714373916,-77.323571192621117]
[710000,-44.990562139770233,-77.390036007960944]
[711000,-45.026258608206497,-77.456397501594111]
[712000,-45.061913222591976,-77.522656036164506]
[713000,-45.097526085475337,-77.588811972718631]
[714000,-45.133097299045922,-77.654865670718181]
[715000,-45.168626965135786,-77.720817488044602]
[716000,-45.204115185221028,-77.786667781010067]
[717000,-45.239562060423644,-77.852416904366507]
[718000,-45.274967691512906,-77.918065211314939]
[719000,-45.310332178907238,-77.983613053512201]
[720000,-45.345655622675409,-78.049060781081934]
[721000,-45.380938122538772,-78.114408742621947]
[722000,-45.41617977787196,-78.179657285212343]
[723000,-45.451380687705182,-78.244806754426861]
[724000,-45.486540950725598,-78.309857494338118]
[725000,-45.521660665278617,-78.374809847526194]
[726000,-45.556739929369776,-78.439664155090597]
[727000,-45.59177884066581,-78.504420756654369]
[728000,-45.626777496496899,-78.569079990375485]
[729000,-45.66173599385732,-78.633642192952593]
[730000,-45.696654429407829,-78.698107699635884]
[731000,-45.731532899476292,-78.762476844231742]
[732000,-45.766371500059989,-78.826749959114693]
[733000,-45.801170326826359,-78.890927375233176]
[734000,-45.83592947511513,-78.95500942211757]
[735000,-45.87064903993911,-79.018996427889334]
[736000,-45.905329115986504,-79.082888719267345]
[737000,-45.939969797621394,-79.146686621577061]
[738000,-45.974571178886016,-79.210390458757317]
[739000,-46.009133353501454,-79.274000553369049]
[740000,-46.043656414869751,-79.337517226602685]
[741000,-46.07814045607487,-79.400940798284935]
[742000,-46.112585569884303,-79.464271586887534]
[743000,-46.146991848750375,-79.527509909535198]
[744000,-46.181359384811778,-79.59065608201071]
[745000,-46.215688269894486,-79.653710418764788]
[746000,-46.249978595514172,-79.716673232922886]
[747000,-46.284230452876294,-79.779544836293198]
[748000,-46.318443932878274,-79.842325539371316]
[749000,-46.352619126110881,-79.905015651351604]
[750000,-46.386756122858912,-79.967615480130135]
[751000,-46.42085501310342,-80.030125332316658]
[752000,-46.45491588652235,-80.092545513236402]
[753000,-46.488938832492053,-80.154876326942002]
[754000,-46.522923940088987,-80.217118076217602]
[755000,-46.5568712980904,-80.279271062587966]
[756000,-46.590780994976058,-80.341335586323098]
[757000,-46.62465311892943,-80.403311946446209]
[758000,-46.658487757839083,-80.465200440742947]
[759000,-46.692284999299638,-80.527001365764264]
[760000,-46.72604493061344,-80.588715016834925]
[761000,-46.759767638791772,-80.650341688062767]
[762000,-46.793453210555626,-80.711881672341534]
[763000,-46.827101732337873,-80.773335261359449]
[764000,-46.860713290283591,-80.83470274560554]
[765000,-46.894287970251689,-80.895984414377651]
[766000,-46.927825857816586,-80.957180555787048]
[767000,-46.96132703826845,-81.018291456765823]
[768000,-46.994791596615421,-81.079317403072693]
[769000,-47.028219617584099,-81.140258679300928]
[770000,-47.06161118562143,-81.201115568885299]
[771000,-47.094966384895052,-81.261888354103789]
[772000,-47.128285299295278,-81.322577316090729]
[773000,-47.161568012436064,-81.383182734838016]
[774000,-47.194814607655751,-81.443704889203616]
[775000,-47.228025168018917,-81.5041440569168]
[776000,-47.261199776317113,-81.564500514585532]
[777000,-47.294338515070422,-81.624774537701683]
[778000,-47.327441466527858,-81.684966400647866]
[779000,-47.360508712669457,-81.745076376702599]
[780000,-47.393540335206765,-81.805104738047191]
[781000,-47.426536415584167,-81.865051755772029]
[782000,-47.459497034980416,-81.924917699881206]
[783000,-47.492422274308915,-81.984702839299317]
[784000,-47.525312214219866,-82.044407441879571]
[785000,-47.558166935100488,-82.104031774404277]
[786000,-47.590986517076423,-82.163576102596934]
[787000,-47.623771040013317,-82.223040691123373]
[788000,-47.656520583517114,-82.282425803599764]
[789000,-47.689235226935963,-82.341731702597158]
[790000,-47.72191504936076,-82.400958649650207]
[791000,-47.754560129626356,-82.460106905258158]
[792000,-47.787170546312474,-82.519176728894692]
[793000,-47.819746377745417,-82.578168379010776]
[794000,-47.852287701998399,-82.637082113041487]
[795000,-47.88479459689303,-82.69591818741236]
[796000,-47.917267140000028,-82.754676857542265]
[797000,-47.94970540864081,-82.813358377853092]
[798000,-47.982109479888152,-82.871963001770382]
[799000,-48.014479430567121,-82.930490981732504]
[800000,-48.046815337256362,-82.988942569193966]
[801000,-48.079117276289331,-83.047318014633035]
[802000,-48.111385323754511,-83.105617567553338]
[803000,-48.1436195554977,-83.16384147649309]
[804000,-48.175820047121604,-83.221989989028486]
[805000,-48.207986873987842,-83.280063351778921]
[806000,-48.24012011121777,-83.338061810412057]
[807000,-48.272219833693185,-83.395985609651362]
[808000,-48.304286116057575,-83.453834993276615]
[809000,-48.336319032717014,-83.511610204134257]
[810000,-48.368318657841193,-83.569311484139135]
[811000,-48.400285065364287,-83.626939074280116]
[812000,-48.432218328986174,-83.684493214626528]
[813000,-48.464118522173038,-83.741974144330982]
[814000,-48.495985718158664,-83.799382101636752]
[815000,-48.527819989945378,-83.856717323881284]
[816000,-48.559621410304949,-83.9139800475008]
[817000,-48.591390051778937,-83.971170508037659]
[818000,-48.623125986681003,-84.028288940140982]
[819000,-48.654829287096391,-84.085335577575293]
[820000,-48.686500024884047,-84.142310653225564]
[821000,-48.718138271676558,-84.199214399097301]
[822000,-48.749744098881898,-84.256047046326842]
[823000,-48.781317577683794,-84.31280882518422]
[824000,-48.812858779042983,-84.369499965075406]
[825000,-48.844367773697918,-84.42612069455042]
[826000,-48.875844632165681,-84.482671241306704]
[827000,-48.907289424743126,-84.539151832193696]
[828000,-48.938702221507597,-84.595562693217474]
[829000,-48.970083092317658,-84.651904049544726]
[830000,-49.001432106814562,-84.70817612550907]
[831000,-49.032749334422135,-84.764379144614452]
[832000,-49.064034844348903,-84.820513329539182]
[833000,-49.095288705587841,-84.876578902141119]
[834000,-49.126510986918284,-84.932576083462834]
[835000,-49.157701756905468,-84.988505093733792]
[836000,-49.18886108390322,-85.044366152378515]
[837000,-49.219989036052674,-85.100159478015911]
[838000,-49.251085681285183,-85.155885288469648]
[839000,-49.282151087321672,-85.211543800766393]
[840000,-49.313185321674304,-85.267135231144437]
[841000,-49.344188451646893,-85.322659795058243]
[842000,-49.375160544336048,-85.378117707178504]
[843000,-49.406101666632011,-85.433509181400069]
[844000,-49.437011885218908,-85.488834430846069]
[845000,-49.467891266576494,-85.544093667870712]
[846000,-49.498739876980295,-85.599287104063308]
[847000,-49.529557782502842,-85.654414950254534]
[848000,-49.560345049013812,-85.709477416517672]
[849000,-49.59110174218209,-85.764474712175968]
[850000,-49.621827927475088,-85.819407045803814]
[851000,-49.65252367016074,-85.87427462523307]
[852000,-49.68318903530762,-85.929077657555311]
[853000,-49.713824087785945,-85.983816349127025]
[854000,-49.744428892268722,-86.03849090557415]
[855000,-49.77500351323183,-86.093101531793295]
[856000,-49.805548014955043,-86.147648431959681]
[857000,-49.836062461523568,-86.202131809528893]
[858000,-49.866546916827659,-86.256551867239764]
[859000,-49.89700144456414,-86.31090880712064]
[860000,-49.927426108236972,-86.365202830491725]
[861000,-49.957820971157886,-86.419434137969574]
[862000,-49.988186096447606,-86.473602929471795]
[863000,-50.01852154703591,-86.527709404218086]
[864000,-50.048827385662989,-86.581753760737186]
[865000,-50.079103674879946,-86.635736196869132]
[866000,-50.109350477049631,-86.689656909769269]
[867000,-50.139567854347142,-86.743516095911701]
[868000,-50.169755868760966,-86.797313951093869]
[869000,-50.199914582093456,-86.851050670440003]
[870000,-50.23004405596155,-86.904726448403352]
[871000,-50.260144351797571,-86.958341478772027]
[872000,-50.29021553085019,-87.011895954671743]
[873000,-50.320257654184701,-87.065390068569911]
[874000,-50.350270782683886,-87.118824012277926]
[875000,-50.380254977049141,-87.172197976956255]
[876000,-50.41021029780066,-87.225512153116227]
[877000,-50.440136805278513,-87.278766730627495]
[878000,-50.470034559642734,-87.331961898715647]
[879000,-50.499903620875166,-87.385097845971458]
[880000,-50.52974404877898,-87.438174760351444]
[881000,-50.559555902980193,-87.491192829181884]
[882000,-50.589339242927721,-87.54415223916105]
[883000,-50.619094127894869,-87.59705317636616]
[884000,-50.648820616979151,-87.649895826252774]
[885000,-50.678518769103675,-87.702680373660499]
[886000,-50.708188643016982,-87.755407002817066]
[887000,-50.737830297295318,-87.808075897339947]
[888000,-50.767443790341162,-87.860687240238761]
[889000,-50.797029180385778,-87.913241213923769]
[890000,-50.82658652548875,-87.965738000203103]
[891000,-50.85611588353914,-88.018177780289534]
[892000,-50.88561731225596,-88.070560734802868]
[893000,-50.915090869189086,-88.122887043773304]
[894000,-50.944536611719514,-88.175156886646079]
[895000,-50.97395459706042,-88.227370442281995]
[896000,-51.003344882257409,-88.279527888962022]
[897000,-51.032707524189846,-88.331629404392487]
[898000,-51.062042579570416,-88.383675165703821]
[899000,-51.091350104946962,-88.435665349458731]
[900000,-51.120630156702227,-88.487600131652073]
[901000,-51.149882791054949,-88.539479687714376]
[902000,-51.179108064060408,-88.591304192518066]
[903000,-51.208306031610967,-88.643073820375236]
[904000,-51.237476749436873,-88.694788745045102]
[905000,-51.266620273106639,-88.746449139736228]
[906000,-51.295736658027806,-88.79805517710831]
[907000,-51.324825959447764,-88.849607029276143]
[908000,-51.353888232453961,-88.901104867813075]
[909000,-51.382923531974654,-88.952548863754487]
[910000,-51.41193191277992,-89.00393918759768]
[911000,-51.440913429481924,-89.055276009308898]
[912000,-51.469868136535013,-89.106559498324913]
[913000,-51.498796088237327,-89.157789823553713]
[914000,-51.527697338731102,-89.208967153382986]
[915000,-51.556571942002648,-89.260091655676206]
[916000,-51.585419951883566,-89.311163497780583]
[917000,-51.614241422051244,-89.362182846528825]
[918000,-51.643036406029253,-89.413149868240822]
[919000,-51.671804957188215,-89.464064728728303]
[920000,-51.700547128746159,-89.514927593295297]
[921000,-51.729262973769224,-89.565738626745102]
[922000,-51.757952545172003,-89.616497993378516]
[923000,-51.786615895718604,-89.667205856999587]
[924000,-51.815253078022756,-89.717862380917907]
[925000,-51.843864144548633,-89.768467727951474]
[926000,-51.872449147611412,-89.819022060428381]
[927000,-51.901008139377623,-89.869525540191447]
[928000,-51.929541171866084,-89.919978328599356]
[929000,-51.958048296948093,-89.970380586531206]
[930000,-51.986529566348338,-90.020732474388225]
[931000,-52.014985031645082,-90.071034152094981]
[932000,-52.043414744271182,-90.121285779105634]
[933000,-52.071818755514052,-90.171487514404504]
[934000,-52.100197116516824,-90.221639516507821]
[935000,-52.12854987827847,-90.271741943469436]
[936000,-52.156877091654472,-90.321794952880225]
[937000,-52.18517880735768,-90.371798701873871]
[938000,-52.213455075958066,-90.42175334712627]
[939000,-52.241705947884071,-90.471659044861795]
[940000,-52.26993147342295,-90.521515950852773]
[941000,-52.298131702720951,-90.571324220424074]
[942000,-52.326306685784232,-90.621084008455909]
[943000,-52.3544564724792,-90.670795469383336]
[944000,-52.382581112533202,-90.720458757203062]
[945000,-52.410680655534549,-90.770074025474685]
[946000,-52.438755150934057,-90.819641427320576]
[947000,-52.466804648044381,-90.86916111543286]
[948000,-52.494829196041465,-90.918633242073327]
[949000,-52.52282884396454,-90.968057959074685]
[950000,-52.550803640716907,-91.017435417847892]
[951000,-52.578753635065922,-91.066765769378762]
[952000,-52.606678875644739,-91.116049164235463]
[953000,-52.634579410951133,-91.165285752567897]
[954000,-52.662455289349424,-91.214475684111704]
[955000,-52.690306559070208,-91.263619108189999]
[956000,-52.718133268211417,-91.312716173716794]
[957000,-52.745935464737755,-91.361767029197594]
[958000,-52.773713196482881,-91.410771822735128]
[959000,-52.801466511148092,-91.459730702027599]
[960000,-52.829195456304355,-91.508643814374992]
[961000,-52.856900079391743,-91.557511306678549]
[962000,-52.884580427720522,-91.60633332544586]
[963000,-52.912236548471121,-91.6551100167909]
[964000,-52.939868488695112,-91.703841526437458]
[965000,-52.967476295315763,-91.752527999722048]
[966000,-52.995060015127933,-91.801169581595488]
[967000,-53.022619694798827,-91.849766416624789]
[968000,-53.050155380868716,-91.898318648998227]
[969000,-53.077667119751467,-91.946826422523074]
[970000,-53.105154957734285,-91.995289880632953]
[971000,-53.132618940978759,-92.043709166386307]
[972000,-53.160059115521669,-92.092084422471387]
[973000,-53.187475527274593,-92.140415791205754]
[974000,-53.214868222024975,-92.188703414542559]
[975000,-53.242237245436648,-92.236947434068824]
[976000,-53.269582643049667,-92.285147991010092]
[977000,-53.29690446028161,-92.333305226232014]
[978000,-53.324202742427254,-92.381419280242767]
[979000,-53.351477534659736,-92.429490293195258]
[980000,-53.378728882030366,-92.477518404888926]
[981000,-53.40595682946951,-92.525503754773084]
[982000,-53.43316142178697,-92.573446481948139]
[983000,-53.460342703672275,-92.621346725168991]
[984000,-53.487500719695255,-92.669204622845058]
[985000,-53.514635514306704,-92.717020313044856]
[986000,-53.541747131838093,-92.7647939334977]
[987000,-53.568835616502909,-92.812525621593664]
[988000,-53.595901012396581,-92.860215514390063]
[989000,-53.622943363497129,-92.907863748609458]
[990000,-53.649962713665325,-92.955470460643909]
[991000,-53.676959106645185,-93.003035786557135]
[992000,-53.703932586065015,-93.050559862085706]
[993000,-53.730883195437038,-93.098042822642469]
[994000,-53.757810978158048,-93.145484803317103]
[995000,-53.784715977510174,-93.192885938880764]
[996000,-53.811598236660927,-93.240246363784863]
[997000,-53.83845779866391,-93.287566212166837]
[998000,-53.865294706458904,-93.33484561784843]
[999000,-53.892109002872331,-93.382084714340849]
[1000000,-53.918900730618525,-93.429283634846456]
[1001000,-53.945669932298912,-93.476442512259396]
[1002000,-53.972416650402913,-93.523561479167796]
[1003000,-53.999140927308659,-93.570640667857901]
[1004000,-54.025842805283126,-93.617680210314546]
[1005000,-54.052522326482588,-93.664680238222317]
[1006000,-54.079179532952878,-93.711640882970784]
[1007000,-54.105814466630235,-93.758562275652665]
[1008000,-54.132427169341184,-93.805444547069072]
[1009000,-54.159017682803245,-93.852287827730066]
[1010000,-54.185586048625467,-93.899092247855748]
[1011000,-54.212132308308163,-93.945857937380936]
[1012000,-54.238656503244435,-93.992585025953957]
[1013000,-54.26515867471948,-94.039273642942916]
[1014000,-54.291638863911473,-94.085923917432936]
[1015000,-54.3180971118922,-94.132535978231232]
[1016000,-54.34453345962681,-94.179109953868277]
[1017000,-54.370947947975061,-94.225645972600105]
[1018000,-54.397340617690951,-94.27214416240885]
[1019000,-54.4237115094232,-94.318604651007405]
[1020000,-54.450060663716243,-94.365027565838744]
[1021000,-54.476388121009975,-94.411413034079473]
[1022000,-54.502693921640301,-94.457761182641448]
[1023000,-54.528978105840125,-94.504072138173569]
[1024000,-54.555240713738336,-94.550346027063995]
[1025000,-54.581481785361873,-94.596582975440811]
[1026000,-54.607701360634799,-94.642783109175951]
[1027000,-54.633899479379473,-94.688946553885842]
[1028000,-54.660076181316278,-94.735073434935359]
[1029000,-54.686231506064885,-94.78116387743502]
[1030000,-54.712365493143565,-94.827218006248913]
[1031000,-54.738478181970443,-94.873235945991937]
[1032000,-54.764569611863379,-94.919217821034295]
[1033000,-54.790639822040454,-94.965163755501592]
[1034000,-54.81668885162054,-95.011073873279344]
[1035000,-54.842716739623341,-95.056948298011832]
[1036000,-54.868723524970058,-95.102787153106121]
[1037000,-54.894709246483451,-95.148590561733258]
[1038000,-54.920673942888527,-95.194358646828789]
[1039000,-54.946617652812677,-95.2400915310985]
[1040000,-54.972540414786046,-95.285789337015558]
[1041000,-54.998442267242083,-95.331452186825089]
[1042000,-55.024323248517945,-95.37708020254648]
[1043000,-55.050183396854152,-95.422673505973947]
[1044000,-55.076022750395985,-95.468232218677088]
[1045000,-55.101841347193272,-95.513756462006654]
[1046000,-55.127639225200504,-95.559246357092789]
[1047000,-55.153416422277786,-95.604702024847938]
[1048000,-55.179172976190884,-95.6501235859714]
[1049000,-55.204908924611431,-95.695511160944704]
[1050000,-55.23062430511753,-95.74086487004088]

{"sheet":"Loop Data","index":4,"n_rows":201,"n_cols":3,"rows_kept":201,"cut":false,"hidden":true,"merged":[]}
["Frequency","Gain","Phase"]
[1000,38.020593405076127,53.802035670676233]
[2000,28.118918533844873,45.678107111254064]
[3000,22.30425245667243,46.752890432669048]
[4000,18.427080548378846,49.386607224549429]
[5000,15.620223909684229,51.857725164967071]
[6000,13.462404534612652,53.791365417951702]
[7000,11.726243282716505,55.173357323897498]
[8000,10.279609911666505,56.07989547620106]
[9000,9.0410450334166459,56.598151365722032]
[10000,7.9577554331191012,56.804596034346126]
[11000,6.9940276516607378,56.761207786302336]
[12000,6.1247937248875006,56.516865276055235]
[13000,5.3318887545695048,56.109842789542412]
[14000,4.6017829748945713,55.570168492163901]
[15000,3.9241561459798495,54.92154715520136]
[16000,3.2909716392967505,54.1828451413406]
[17000,2.6958572101833127,53.369213410319972]
[18000,2.1336798712878977,52.492931372069016]
[19000,1.6002470708721432,51.564041521635708]
[20000,1.0920921526174296,50.590828938824934]
[21000,0.6063173526092126,49.58018597097967]
[22000,0.14047689825388357,48.537891701597026]
[23000,-0.30751141024646239,47.468827837344975]
[24000,-0.73943403702276933,46.3771468357697]
[25000,-1.156834439339149,45.266403892692217]
[26000,-1.5610545442152994,44.139661370997359]
[27000,-1.9532677326819989,42.999572051956278]
[28000,-2.3345053355978438,41.84844598833277]
[29000,-2.7056781156864247,40.688304565402753]
[30000,-3.0675938345065132,39.520924511114394]
[31000,-3.4209717324290323,38.347873954470856]
[32000,-3.7664545524495341,37.170542151009293]
[33000,-4.104618593209036,35.990164132572417]
[34000,-4.4359821681903124,34.807841264222638]
[35000,-4.7610127664135122,33.624558481621627]
[36000,-5.0801331479063521,32.441198821093003]
[37000,-5.3937265596179067,31.258555729893839]
[38000,-5.7021412206419555,30.0773435471386]
[39000,-6.0056941969032875,28.898206469739932]
[40000,-6.3046747629316036,27.721726257792525]
[41000,-6.5993473305060775,26.548428886336364]
[42000,-6.8899540097672869,25.37879031258522]
[43000,-7.1767168570095148,24.213241497439366]
[44000,-7.4598398542005224,23.052172795700056]
[45000,-7.7395106578407393,21.895937809727247]
[46000,-8.0159021487171813,20.744856785276095]
[47000,-8.289173809137349,19.59921961519554]
[48000,-8.5594729501467555,18.459288506009006]
[49000,-8.8269358078538644,17.325300353613667]
[50000,-9.091688525169495,16.197468867077227]
[51000,-9.3538480329342573,15.075986473535155]
[52000,-9.6135228424347634,13.961026032196651]
[53000,-9.8708137596625729,12.85274238130493]
[54000,-10.125814530272896,11.751273738443471]
[55000,-10.378612423017229,10.656742971639478]
[56000,-10.629288758419319,9.5692587562853291]
[57000,-10.877919388606358,8.4889166308140265]
[58000,-11.124575133470193,7.415799962315833]
[59000,-11.369322177706573,6.3499808318008881]
[60000,-11.612222432730617,5.2915208475477344]
[61000,-11.853333867003993,4.2404718938950197]
[62000,-12.092710807896861,3.1968768219113395]
[63000,-12.330404217856012,2.1607700875933089]
[64000,-12.566461947343379,1.1321783425597829]
[65000,-12.80092896673801,0.11112098161965239]
[66000,-13.033847579159355,-0.90238934890277855]
[67000,-13.26525761596554,-1.9083462786563461]
[68000,-13.495196616492828,-2.9067492734910463]
[69000,-13.723699993446116,-3.8976032257103923]
[70000,-13.950801185209309,-4.8809180718968825]
[71000,-14.176531796212551,-5.8567084361197583]
[72000,-14.400921726389049,-6.8249932965593096]
[73000,-14.623999290650481,-7.7857956737697069]
[74000,-14.84579132922202,-8.739142338966321]
[75000,-15.066323309601284,-9.6850635408942214]
[76000,-15.285619420831409,-10.623592749937936]
[77000,-15.503702660718673,-11.55476641827944]
[78000,-15.720594916567208,-12.478623754999273]
[79000,-15.936317039948211,-13.395206515108477]
[80000,-16.150888915984535,-14.304558801590209]
[81000,-16.3643295275787,-15.206726879609059]
[82000,-16.576657014984196,-16.101759002085149]
[83000,-16.787888731081011,-16.989705245935379]
[84000,-16.998041292687688,-17.870617358296741]
[85000,-17.207130628212997,-18.744548612119072]
[86000,-17.415172021927606,-19.611553670554663]
[87000,-17.622180155110559,-20.47168845961146]
[88000,-17.828169144305392,-21.325010048570501]
[89000,-18.03315257690284,-22.171576537710628]
[90000,-18.23714354424899,-23.011446952907022]
[91000,-18.440154672460675,-23.84468114669788]
[92000,-18.642198151117753,-24.671339705449057]
[93000,-18.843285759987442,-25.491483862258068]
[94000,-19.043428893924034,-26.305175415270675]
[95000,-19.242638586075486,-27.112476651097655]
[96000,-19.44092552952079,-27.913450273045026]
[97000,-19.638300097448397,-28.70815933387615]
[98000,-19.834772361982495,-29.496667172862775]
[99000,-20.030352111751153,-30.279037356861405]
[100000,-20.225048868288642,-31.055333625215191]
[101000,-20.418871901350816,-31.825619838241753]
[102000,-20.611830243221895,-32.589959929116326]
[103000,-20.803932702085856,-33.348417858968695]
[104000,-20.995187874521392,-34.101057574988111]
[105000,-21.185604157189864,-34.84794297139544]
[106000,-21.375189757765362,-35.589137853108689]
[107000,-21.563952705163103,-36.324705901940753]
[108000,-21.751900859114627,-37.05471064521376]
[109000,-21.939041919132457,-37.779215426628156]
[110000,-22.125383432909661,-38.498283379272124]
[111000,-22.310932804189811,-39.21197740065282]
[112000,-22.495697300145885,-39.920360129624932]
[113000,-22.679684058300676,-40.623493925121124]
[114000,-22.862900093019892,-41.321440846575207]
[115000,-23.045352301608283,-42.014262635940554]
[116000,-23.227047470033519,-42.70202070122015]
[117000,-23.407992278304974,-43.384776101411973]
[118000,-23.588193305530531,-44.062589532799386]
[119000,-23.767657034671874,-44.735521316497532]
[120000,-23.946389857020659,-45.403631387194437]
[121000,-24.124398076412792,-46.066979283009999]
[122000,-24.301687913198158,-46.725624136405109]
[123000,-24.47826550798494,-47.379624666092504]
[124000,-24.654136925170455,-48.029039169876391]
[125000,-24.829308156274426,-48.673925518370218]
[126000,-25.00378512308821,-49.314341149544688]
[127000,-25.177573680651676,-49.950343064052902]
[128000,-25.350679620070018,-50.581987821282226]
[129000,-25.523108671180431,-51.20933153609694]
[130000,-25.694866505078799,-51.832429876221838]
[131000,-25.865958736517381,-52.451338060231983]
[132000,-26.036390926179266,-53.066110856107287]
[133000,-26.206168582842388,-53.676802580327447]
[134000,-26.375297165434326,-54.283467097450163]
[135000,-26.543782084991161,-54.886157820168997]
[136000,-26.711628706524749,-55.484927709804353]
[137000,-26.878842350802028,-56.079829277197653]
[138000,-27.045428296047895,-56.670914583995255]
[139000,-27.211391779571038,-57.258235244283213]
[140000,-27.376737999322355,-57.841842426557093]
[141000,-27.541472115388967,-58.421786856000075]
[142000,-27.705599251427053,-58.998118817051889]
[143000,-27.869124496040698,-59.570888156247754]
[144000,-28.032052904108177,-60.14014428530119]
[145000,-28.194389498059557,-60.705936184424871]
[146000,-28.356139269111246,-61.268312405867007]
[147000,-28.517307178458239,-61.827321077640626]
[148000,-28.677898158427269,-62.383009907443245]
[149000,-28.837917113596095,-62.935426186744863]
[150000,-28.997368921879243,-63.484616795031947]
[151000,-29.156258435582501,-64.030628204199047]
[152000,-29.314590482430901,-64.573506483065529]
[153000,-29.472369866570219,-65.113297302023312]
[154000,-29.629601369544499,-65.65004593779021]
[155000,-29.786289751253491,-66.183797278263938]
[156000,-29.942439750887516,-66.714595827470291]
[157000,-30.098056087847162,-67.24248571059475]
[158000,-30.253143462644459,-67.767510679087621]
[159000,-30.407706557790689,-68.289714115838336]
[160000,-30.561750038669366,-68.809139040409505]
[161000,-30.715278554398118,-69.325828114321226]
[162000,-30.868296738680275,-69.83982364639057]
[163000,-31.020809210645631,-70.351167598104666]
[164000,-31.172820575685904,-70.859901589035843]
[165000,-31.32433542627826,-71.366066902280622]
[166000,-31.475358342807894,-71.869704489929248]
[167000,-31.625893894383417,-72.370854978558555]
[168000,-31.775946639647522,-72.86955867473533]
[169000,-31.925521127586713,-73.365855570540077]
[170000,-32.074621898337121,-73.859785349092135]
[171000,-32.223253483990334,-74.351387390090181]
[172000,-32.371420409398404,-74.840700775348651]
[173000,-32.519127192979056,-75.327764294335481]
[174000,-32.66637834752305,-75.812616449709637]
[175000,-32.813178381002842,-76.295295462851342]
[176000,-32.959531797384031,-76.775839279382026]
[177000,-33.105443097440748,-77.254285574681219]
[178000,-33.250916779575086,-77.730671759383583]
[179000,-33.395957340641537,-78.205034984868377]
[180000,-33.540569276776452,-78.677412148728379]
[181000,-33.68475708423469,-79.147839900226174]
[182000,-33.828525260232809,-79.616354645726844]
[183000,-33.971878303798974,-80.082992554117112]
[184000,-34.114820716633552,-80.547789562195689]
[185000,-34.257357003974683,-81.010781380047618]
[186000,-34.399491675477663,-81.472003496391096]
[187000,-34.541229246101373,-81.93149118390258]
[188000,-34.682574237006527,-82.389279504512572]
[189000,-34.82353117646587,-82.845403314684972]
[190000,-34.964104600785355,-83.299897270652068]
[191000,-35.104299055238698,-83.752795833643418]
[192000,-35.244119095015144,-84.204133275067093]
[193000,-35.38356928618137,-84.653943681677148]
[194000,-35.52265420665745,-85.102260960702807]
[195000,-35.66137844720857,-85.549118844950613]
[196000,-35.799746612453006,-85.99455089787854]
[197000,-35.937763321886202,-86.438590518634584]
[198000,-36.075433210922128,-86.881270947070178]
[199000,-36.212760931952772,-87.322625268717957]
[200000,-36.349751155427526,-87.762686419738827]